## Cover
LIST PRICE
ELECTRICAL COMPONENTS
CONTACTORS AND RELAYS
| 3-pole Contactors …………………...………….…………..…. | 1
| 4-pole Contactors ………………………….…..…...…………. | 2
| 2-pole Contactors ……………………………....………...…….. | 3
| Reversing Contactors, 3-Pole ………..………………..……….. | 3
| Contactor Relays …………………...…………………....…… | 4
| Thermal Overload Relays ………….…………………...………. | 4
| Motor Protection Relays ………………….……………...…… | 6
| Enclosed Motor Starters ………………….………………….... | 7
| Accessories for Contactors ………………………………..….. | 8
| Accessories for Relays ………………………..……………..…... | 10
| Mini Contactors and Relays …………………………...……..……. | 11
| Accessories for Mini Series ……………………..……………..….. | 13
CIRCUIT BREAKERS (MCCB & MCB)
| MCCB NU Type, 35kA …………….……………….…...…..…. | 14
| MCCB HU Type, 65kA …………….…………………….…..…. | 15
| Accessories for MCCB ………..……….………………….…….. | 16
| Miniature Circuit Breakers (MCB) ……………………...………...……...…… | 17
MANUAL MOTOR STARTERS (MMS)
| Standard Type …………….………………...………………...…. | 18
| High Breaking Type …………….………………………….....…. | 18
| Instantaneous Type ………..………………………...……….…….. | 19
| Accessories for MMS ………..…………………………...…...……….. | 20

## MW-9b
ENCLOSED MOTOR STARTERS
Metasol Enclosed Motor Starter (Plastic)
Without Pushbutton
Part# |  |  | Description |  | Contactor | TOL | List Price | WS Price
MW-9bM/K(D) |  |  | Plastic enclosed starter without pushbutton, 5hp @460V |  | MC-9b | MT-32 | 152.471 | 41.1672
MW-12bM/K(D) |  |  | Plastic enclosed starter without pushbutton, 7.5hp @460V |  | MC-12b |  | 156.156 | 42.1621
MW-18bM/K(D) |  |  | Plastic enclosed starter without pushbutton, 10hp @460V |  | MC-18b |  | 178.321 | 48.1467
MW-22bM/K(D) |  |  | Plastic enclosed starter without pushbutton, 15hp @460V |  | MC-22b |  | 180.367 | 48.6991
With On/Off Pushbuttons
Part# |  |  | Description |  | Contactor | TOL | List Price
MW-9bMB/K(D) |  |  | Plastic enclosed starter with On/Off pushbuttons, 5hp @460V |  | MC-9b | MT-32 | 164.252 | 44.348
MW-12bMB/K(D) |  |  | Plastic enclosed starter with On/Off pushbuttons, 7.5hp @460V |  | MC-12b |  | 167.937 | 45.343
MW-18bMB/K(D) |  |  | Plastic enclosed starter with On/Off pushbuttons, 10hp @460V |  | MC-18b |  | 190.102 | 51.3275
MW-22bMB/K(D) |  |  | Plastic enclosed starter with On/Off pushbuttons, 15hp @460V |  | MC-22b |  | 192.148 | 51.88
Please specify: 1) Contactor coil voltage (AC) 2) TOL amp range 3) TOL type: K=Class 10, D=Class 20 *ex) MW-9bM/K-120V-5A
Metasol Enclosed Motor Starter (Steel)
Without Pushbuttons
Part# |  |  | Description |  | Contactor | TOL | List Price
MW-6a/K(D) | MW-9bM/3K | MW-9bM/3K | Steel enclosed starter without pushbutton, 5hp @460V |  | MC-6a | MT-12 | 134.244 | 36.2459
MW-9a/K(D) | MW-12bM/3K | MW-12bM/3K | Steel enclosed starter without pushbutton, 5hp @460V |  | MC-9a |  | 137.313 | 37.0745
MW-12a/K(D) | MW-18bM/3K | MW-18bM/3K | Steel enclosed starter without pushbutton, 7.5hp @460V |  | MC-12a |  | 141.405 | 38.1793
MW-18a/K(D) | MW-22bM/3K | MW-22bM/3K | Steel enclosed starter without pushbutton, 10hp @460V |  | MC-18a |  | 158.455 | 42.7829
MW-9b/K(D) | MW-9bMB/3K | MW-9bMB/3K | Steel enclosed starter without pushbutton, 5hp @460V |  | MC-9b | MT-32 | 166.023 | 44.8262
MW-12b/K(D) | MW-12bMB/3K | MW-12bMB/3K | Steel enclosed starter without pushbutton, 7.5hp @460V |  | MC-12b |  | 169.708 | 45.8212
MW-18b/K(D) | MW-18bMB/3K | MW-18bMB/3K | Steel enclosed starter without pushbutton, 10hp @460V |  | MC-18b |  | 191.873 | 51.8057
MW-22b/K(D) | MW-22bMB/3K | MW-22bMB/3K | Steel enclosed starter without pushbutton, 15hp @460V |  | MC-22b |  | 193.919 | 52.3581
MW-32a/K(D) | MW-9bM/3K | MW-9bM/3K | Steel enclosed starter without pushbutton, 20hp @460V |  | MC-32a | MT-32 | 233.079 | 62.9313
MW-40a/K(D) | MW-12bM/3K | MW-12bM/3K | Steel enclosed starter without pushbutton, 30hp @460V |  | MC-40a |  | 249.788 | 67.4428
MW-50a/K(D) | MW-18bM/3K | MW-18bM/3K | Steel enclosed starter without pushbutton, 40hp @460V |  | MC-50a | MT-63 | 354.519 | 95.7201
MW-65a/K(D) | MW-22bM/3K | MW-22bM/3K | Steel enclosed starter without pushbutton, 50hp @460V |  | MC-65a |  | 363.11 | 98.0397
MW-75a/K(D) | MW-12bM/3K | MW-12bM/3K | Steel enclosed starter without pushbutton, 50hp @460V |  | MC-75a | MT-95 | 484.88 | 130.9176
MW-85a/K(D) | MW-18bM/3K | MW-18bM/3K | Steel enclosed starter without pushbutton, 60hp @460V |  | MC-85a |  | 487.74 | 131.6898
MW-100a/K(D) | MW-22bM/3K | MW-22bM/3K | Steel enclosed starter without pushbutton, 75hp @460V |  | MC-100a |  | 651.629 | 175.9398
With On/Off Pushbuttons
Part# |  |  | Description |  | Contactor | TOL | List Price
MW-6aB/K(D) | MW-9bM/3K | MW-9bM/3K | Steel enclosed starter with On/Off pushbuttons, 5hp @460V |  | MC-6a | MT-12 | 161.964 | 43.7303
MW-9aB/K(D) | MW-12bM/3K | MW-12bM/3K | Steel enclosed starter with On/Off pushbuttons, 5hp @460V |  | MC-9a |  | 165.033 | 44.5589
MW-12aB/K(D) | MW-18bM/3K | MW-18bM/3K | Steel enclosed starter with On/Off pushbuttons, 7.5hp @460V |  | MC-12a |  | 169.125 | 45.6638
MW-18aB/K(D) | MW-22bM/3K | MW-22bM/3K | Steel enclosed starter with On/Off pushbuttons, 10hp @460V |  | MC-18a |  | 186.175 | 50.2672
MW-9bB/K(D) | MW-9bMB/3K | MW-9bMB/3K | Steel enclosed starter with On/Off pushbuttons, 5hp @460V |  | MC-9b | MT-32 | 193.743 | 52.3106
MW-12bB/K(D) | MW-12bMB/3K | MW-12bMB/3K | Steel enclosed starter with On/Off pushbuttons, 7.5hp @460V |  | MC-12b |  | 197.428 | 53.3056
MW-18bB/K(D) | MW-18bMB/3K | MW-18bMB/3K | Steel enclosed starter with On/Off pushbuttons, 10hp @460V |  | MC-18b |  | 219.593 | 59.2901
MW-22bB/K(D) | MW-22bMB/3K | MW-22bMB/3K | Steel enclosed starter with On/Off pushbuttons, 15hp @460V |  | MC-22b |  | 221.639 | 59.8425
MW-32aB/K(D) | MW-9bM/3K | MW-9bM/3K | Steel enclosed starter with On/Off pushbuttons, 20hp @460V |  | MC-32a | MT-32 | 252.483 | 68.1704
MW-40aB/K(D) | MW-12bM/3K | MW-12bM/3K | Steel enclosed starter with On/Off pushbuttons, 30hp @460V |  | MC-40a |  | 269.192 | 72.6818
MW-50aB/K(D) | MW-18bM/3K | MW-18bM/3K | Steel enclosed starter with On/Off pushbuttons, 40hp @460V |  | MC-50a | MT-63 | 374.539 | 101.1255
MW-65aB/K(D) | MW-22bM/3K | MW-22bM/3K | Steel enclosed starter with On/Off pushbuttons, 50hp @460V |  | MC-65a |  | 383.13 | 103.4451
MW-75aB/K(D) | MW-12bM/3K | MW-12bM/3K | Steel enclosed starter with On/Off pushbuttons, 50hp @460V |  | MC-75a | MT-95 | 504.361 | 136.1775
MW-85aB/K(D) | MW-18bM/3K | MW-18bM/3K | Steel enclosed starter with On/Off pushbuttons, 60hp @460V |  | MC-85a |  | 507.221 | 136.9497
MW-100aB/K(D) | MW-22bM/3K | MW-22bM/3K | Steel enclosed starter with On/Off pushbuttons, 75hp @460V |  | MC-100a |  | 671.11 | 181.1997
Please specify: 1) Contactor coil voltage (AC) 2) TOL amp range 3) TOL type: K=Class 10, D=Class 20 *ex) MW-6a/D-120V-5A
Metasol Enclosure kit (Box with wires only, w/o Contactor & Relay)
Part# |  |  |  | Description |  |  | List Price
MW-EK-22bM |  |  |  | Metasol Plastic enclosure kit w/o pushbutton, MC9b~22b |  |  | 37.8 | 10.206
MW-EK-22bMB |  |  |  | Metasol Plastic enclosure kit w/ On/Off pushbuttons for MC9b~22b |  |  | 48.51 | 13.0977
MW-EK-22b |  |  |  | Metasol Steel enclosure kit w/o pushbutton for MC9a~22a & MC9b~22b |  |  | 50.12 | 13.5324
MW-EK-22bB |  |  |  | Metasol Steel enclosure kit w/ On/Off pushbuttons for MC9b~22b |  |  | 75.32 | 20.3364
MW-EK-40a |  |  |  | Metasol Steel enclosure kit w/o pushbutton for MC32a~40a |  |  | 70.84 | 19.1268
MW-EK-40aB |  |  |  | Metasol Steel enclosure kit w/ On/Off pushbuttons for MC32a~40a |  |  | 88.48 | 23.8896
MW-EK-65a |  |  |  | Metasol Steel enclosure kit w/o pushbutton for MC50a~65a |  |  | 98.84 | 26.6868
MW-EK-65aB |  |  |  | Metasol Steel enclosure kit w/ On/Off pushbuttons for MC50a~65a |  |  | 117.04 | 31.6008
MW-EK-100a |  |  |  | Metasol Steel enclosure kit w/o pushbutton for MC75a~100a |  |  | 159.32 | 43.0164
MW-EK-100aB |  |  |  | Metasol Steel enclosure kit w/ On/Off pushbuttons for MC75a~100a |  |  | 177.03 | 47.7981

## Contactors and Relays
3-POLE CONTACTORS JULY 2013
Metasol Contactors (3-Pole, AC Coil)
*Please specify 1) coil voltages 2) Screw or Lug type
*Example Part #: Screw type [MC-6a-AC230V-10S][MC-9b-AC120-11S], Lug type [MC-50a-AC120-22L]
Frame size |  | Part# | Part# | Part# | Part# | Description | [9 empty] | Stand Aux |  | List Price | WS Price | Formula
18AF |  | MC-6a-AC | MC-6a | MC-6a | MC-6a | 3P Contactor, 6A, AC coil, Screw terminal only | [9 empty] | 1NO (10) or 1NC (01) |  | 28.09 | 7.5843 | 7.5843
|  | MC-9a-AC | MC-9a | MC-9a | MC-9a | 3P Contactor, 9A, AC coil, Screw terminal only | [11 empty] | 30.15 | 8.1405 | 8.1405
|  | MC-12a-AC | MC-12a | MC-12a | MC-12a | 3P Contactor, 12A, AC coil, Screw terminal only | [11 empty] | 34.09 | 9.2043 | 9.2043
|  | MC-18a-AC | MC-18a | MC-18a | MC-18a | 3P Contactor, 18A, AC coil, Screw terminal only | [11 empty] | 54.48 | 14.7096 | 14.7096
22AF |  | MC-9b-AC | MC-9b | MC-9b | MC-9b | 3P Contactor, 9A, AC coil, Screw terminal only | [9 empty] | 1NO1NC (11) |  | 30.13 | 8.1351 | 8.1351
|  | MC-12b-AC | MC-12b | MC-12b | MC-12b | 3P Contactor, 12A, AC coil, Screw terminal only | [11 empty] | 34.09 | 9.2043 | 9.2043
|  | MC-18b-AC | MC-18b | MC-18b | MC-18b | 3P Contactor, 18A, AC coil, Screw terminal only | [11 empty] | 54.47 | 14.7069 | 14.7069
|  | MC-22b-AC | MC-22b | MC-22b | MC-22b | 3P Contactor, 22A, AC coil, Screw terminal only | [11 empty] | 56.49 | 15.2523 | 15.2523
40AF |  | MC-32a-AC | MC-32a | MC-32a | MC-32a | 3P Contactor, 32A, AC coil, Screw terminal only | [9 empty] | 2NO2NC (22) |  | 77.85 | 21.0195 | 21.0195
|  | MC-40a-AC | MC-40a | MC-40a | MC-40a | 3P Contactor, 40A, AC coil, Screw terminal only | [11 empty] | 89.72 | 24.2244 | 24.2244
65AF |  | MC-50a-AC | MC-50a | MC-50a | MC-50a | 3P Contactor, 50A, AC coil, Screw or Lug terminal | [9 empty] | 2NO2NC (22) |  | 120 | 32.4 | 32.4
|  | MC-65a-AC | MC-65a | MC-65a | MC-65a | 3P Contactor, 65A, AC coil, Screw or Lug terminal | [11 empty] | 149 | 40.23 | 40.23
100AF |  | MC-75a-AC | MC-75a | MC-75a | MC-75a | 3P Contactor, 75A, AC coil, Screw or Lug terminal | [9 empty] | 2NO2NC (22) |  | 198 | 53.46 | 53.46
|  | MC-85a-AC | MC-85a | MC-85a | MC-85a | 3P Contactor, 85A, AC coil, Screw or Lug terminal | [11 empty] | 252 | 68.04 | 68.04
|  | MC-100a-AC | MC-100a | MC-100a | MC-100a | 3P Contactor, 100A, AC coil, Screw or Lug terminal | [11 empty] | 282 | 76.14 | 76.14
150AF |  | MC-130a-AC | MC-130a | MC-130a | MC-130a | 3P Contactor, 130A, AC coil, Screw or Lug terminal | [9 empty] | 2NO2NC (22) |  | 381 | 102.87 | 102.87
|  | MC-150a-AC | MC-150a | MC-150a | MC-150a | 3P Contactor, 150A, AC coil, Screw or Lug terminal | [11 empty] | 489 | 132.03 | 132.03
225AF |  | MC-185a-AC | MC-185a | MC-185a | MC-185a | 3P Contactor, 185A, AC coil, Screw terminal only | [9 empty] | 2NO2NC (22) |  | 674 | 181.98 | 181.98
|  | MC-225a-AC | MC-225a | MC-225a | MC-225a | 3P Contactor, 225A, AC coil, Screw terminal only | [11 empty] | 749 | 202.23 | 202.23
400AF |  | MC-265a-AC | MC-265a | MC-265a | MC-265a | 3P Contactor, 265A, AC coil, Screw terminal only | [9 empty] | 2NO2NC (22) |  | 974 | 262.98 | 262.98
|  | MC-330a-AC | MC-330a | MC-330a | MC-330a | 3P Contactor, 330A, AC coil, Screw terminal only | [11 empty] | 1021 | 275.67 | 275.67
|  | MC-400a-AC | MC-400a | MC-400a | MC-400a | 3P Contactor, 400A, AC coil, Screw terminal only | [11 empty] | 1090 | 294.3 | 294.3
800AF |  | MC-500a-AC | MC-500a | MC-500a | MC-500a | 3P Contactor, 500A, AC coil, Screw terminal only | [9 empty] | 2NO2NC (22) |  | 2338 | 631.26 | 631.26
|  | MC-630a-AC | MC-630a | MC-630a | MC-630a | 3P Contactor, 630A, AC coil, Screw terminal only | [11 empty] | 2357 | 636.39 | 636.39
|  | MC-800a-AC | MC-800a | MC-800a | MC-800a | 3P Contactor, 800A, AC coil, Screw terminal only | [11 empty] | 2643 | 713.61 | 713.61
Metasol Contactors (3-Pole, DC Coil)
*Please specify 1) coil voltages 2) Screw or Lug type
*Example Part #: Screw type [MC-6a-DC12V-01S][MC-9b-DC24-11S], Lug type [MC-50a-DC24-22L]
Frame size |  | Part# | Part# | Part# | Part# | Description | [9 empty] | Stand Aux | Stand Aux | List Price
18AF |  | MC-6a-DC | MC-6a | MC-6a | MC-6a | 3P Contactor, 6A, DC coil, Screw terminal only | [9 empty] | 1NO (10) or 1NC (01) |  | 38.5 | 10.395 | 10.395
|  | MC-9a-DC | MC-9a | MC-9a | MC-9a | 3P Contactor, 9A, DC coil, Screw terminal only | [11 empty] | 38.54 | 10.4058 | 10.4058
|  | MC-12a-DC | MC-12a | MC-12a | MC-12a | 3P Contactor, 12A, DC coil, Screw terminal only | [11 empty] | 43.83 | 11.8341 | 11.8341
|  | MC-18a-DC | MC-18a | MC-18a | MC-18a | 3P Contactor, 18A, DC coil, Screw terminal only | [11 empty] | 69.13 | 18.6651 | 18.6651
22AF |  | MC-9b-DC | MC-9b | MC-9b | MC-9b | 3P Contactor, 9A, DC coil, Screw terminal only | [9 empty] | 1NO1NC (11) |  | 43.55 | 11.7585 | 11.7585
|  | MC-12b-DC | MC-12b | MC-12b | MC-12b | 3P Contactor, 12A, DC coil, Screw terminal only | [11 empty] | 50.6 | 13.662 | 13.662
|  | MC-18b-DC | MC-18b | MC-18b | MC-18b | 3P Contactor, 18A, DC coil, Screw terminal only | [11 empty] | 79.88 | 21.5676 | 21.5676
|  | MC-22b-DC | MC-22b | MC-22b | MC-22b | 3P Contactor, 22A, DC coil, Screw terminal only | [11 empty] | 84.32 | 22.7664 | 22.7664
40AF |  | MC-32a-DC | MC-32a | MC-32a | MC-32a | 3P Contactor, 32A, DC coil, Screw terminal only | [9 empty] | 2NO2NC (22) | 2NO/2NC | 118.06 | 31.8762 | 31.8762
|  | MC-40a-DC | MC-40a | MC-40a | MC-40a | 3P Contactor, 40A, DC coil, Screw terminal only | [11 empty] | 134.95 | 36.4365 | 36.4365
65AF |  | MC-50a-DC | MC-50a | MC-50a | MC-50a | 3P Contactor, 50A, DC coil, Screw or Lug terminal | [9 empty] | 2NO2NC (22) | 2NO/2NC | 219 | 59.13 | 59.13
|  | MC-65a-DC | MC-65a | MC-65a | MC-65a | 3P Contactor, 65A, DC coil, Screw or Lug terminal | [11 empty] | 253 | 68.31 | 68.31
100AF |  | MC-75a-DC | MC-75a | MC-75a | MC-75a | 3P Contactor, 75A, DC coil, Screw or Lug terminal | [9 empty] | 2NO2NC (22) | 2NO/2NC | 326 | 88.02 | 88.02
|  | MC-85a-DC | MC-85a | MC-85a | MC-85a | 3P Contactor, 85A, DC coil, Screw or Lug terminal | [11 empty] | 358 | 96.66 | 96.66
|  | MC-100a-DC | MC-100a | MC-100a | MC-100a | 3P Contactor, 100A, DC coil, Screw or Lug terminal | [11 empty] | 399 | 107.73 | 107.73
150AF |  | MC-130a-DC | MC-130a | MC-130a | MC-130a | 3P Contactor, 130A, DC coil, Screw or Lug terminal | [9 empty] | 2NO2NC (22) | 2NO/2NC | 556 | 150.12 | 150.12
|  | MC-150a-DC | MC-150a | MC-150a | MC-150a | 3P Contactor, 150A, DC coil, Screw or Lug terminal | [11 empty] | 603 | 162.81 | 162.81
225AF |  | MC-185a-DC | MC-185a | MC-185a | MC-185a | 3P Contactor, 185A, DC coil, Screw terminal only | [9 empty] | 2NO2NC (22) | 2NO/2NC | 674 | 181.98 | 181.98
|  | MC-225a-DC | MC-225a | MC-225a | MC-225a | 3P Contactor, 225A, DC coil, Screw terminal only | [11 empty] | 749 | 202.23 | 202.23
400AF |  | MC-265a-DC | MC-265a | MC-265a | MC-265a | 3P Contactor, 265A, DC coil, Screw terminal only | [9 empty] | 2NO2NC (22) | 2NO/2NC | 974 | 262.98 | 262.98
|  | MC-330a-DC | MC-330a | MC-330a | MC-330a | 3P Contactor, 330A, DC coil, Screw terminal only | [11 empty] | 1021 | 275.67 | 275.67
|  | MC-400a-DC | MC-400a | MC-400a | MC-400a | 3P Contactor, 400A, DC coil, Screw terminal only | [11 empty] | 1090 | 294.3 | 294.3
800AF |  | MC-500a-DC | MC-500a | MC-500a | MC-500a | 3P Contactor, 500A, DC coil, Screw terminal only | [9 empty] | 2NO2NC (22) | 2NO/2NC | 2338 | 631.26 | 631.26
|  | MC-630a-DC | MC-630a | MC-630a | MC-630a | 3P Contactor, 630A, DC coil, Screw terminal only | [11 empty] | 2357 | 636.39 | 636.39
|  | MC-800a-DC | MC-800a | MC-800a | MC-800a | 3P Contactor, 800A, DC coil, Screw terminal only | [11 empty] | 2643 | 713.61 | 713.61
4-POLE CONTACTORS
Metasol Contactors (4-Pole, AC Coil)
*Please specify coil voltages
*Example Part #: [MC-6a/4-AC120-S] [MC-130a/4-AC110-22S]
Frame size |  | Part# |  |  |  | Description | [9 empty] | Stand Aux | Stand Aux | List Price
18AF |  | MC-6a/4-AC |  |  |  | 4P Contactor, 6A, AC coil, Screw terminal only | [9 empty] | None |  | 38.44 | 10.3788 | 10.3788
|  | MC-9a/4-AC |  |  |  | 4P Contactor, 9A, AC coil, Screw terminal only | [11 empty] | 39.06 | 10.5462 | 10.5462
|  | MC-12a/4-AC |  |  |  | 4P Contactor, 12A, AC coil, Screw terminal only | [11 empty] | 43.4 | 11.718 | 11.718
|  | MC-18a/4-AC |  |  |  | 4P Contactor, 18A, AC coil, Screw terminal only | [11 empty] | 75.64 | 20.4228 | 20.4228
22AF |  | MC-22a/4-AC |  |  |  | 4P Contactor, 22A, AC coil, Screw terminal only | [9 empty] | None |  | 79.05 | 21.3435 | 21.3435
40AF |  | MC-32a/4-AC |  |  |  | 4P Contactor, 32A, AC coil, Screw terminal only | [9 empty] | None |  | 98.64 | 26.6328 | 26.6328
|  | MC-40a/4-AC |  |  |  | 4P Contactor, 40A, AC coil, Screw terminal only | [11 empty] | 119.85 | 32.3595 | 32.3595
85AF |  | MC-50a/4-AC |  |  |  | 4P Contactor, 50A, AC coil, Screw terminal only | [9 empty] | None |  | 164.3 | 44.361 | 44.361
|  | MC-65a/4-AC |  |  |  | 4P Contactor, 65A, AC coil, Screw terminal only | [11 empty] | 175.77 | 47.4579 | 47.4579
|  | MC-75a/4-AC |  |  |  | 4P Contactor, 75A, AC coil, Screw terminal only | [11 empty] | 180.42 | 48.7134 | 48.7134
|  | MC-85a/4-AC |  |  |  | 4P Contactor, 85A, AC coil, Screw terminal only | [11 empty] | 186.31 | 50.3037 | 50.3037
225AF |  | MC-100a/4-AC |  |  |  | 4P Contactor, 100A, AC coil, Screw terminal only | [9 empty] | 2NO2NC (22) |  | 441.75 | 119.2725 | 119.2725
|  | MC-130a/4-AC |  |  |  | 4P Contactor, 130A, AC coil, Screw terminal only | [11 empty] | 558 | 150.66 | 150.66
|  | MC-150a/4-AC |  |  |  | 4P Contactor, 150A, AC coil, Screw terminal only | [11 empty] | 669.6 | 180.792 | 180.792
|  | MC-185a/4-AC |  |  |  | 4P Contactor, 185A, AC coil, Screw terminal only | [11 empty] | 930 | 251.1 | 251.1
|  | MC-225a/4-AC |  |  |  | 4P Contactor, 225A, AC coil, Screw terminal only | [11 empty] | 1029.2 | 277.884 | 277.884
400AF |  | MC-265a/4-AC |  |  |  | 4P Contactor, 265A, AC coil, Screw terminal only | [9 empty] | 2NO2NC (22) |  | 1209 | 326.43 | 326.43
|  | MC-330a/4-AC |  |  |  | 4P Contactor, 330A, AC coil, Screw terminal only | [11 empty] | 1333 | 359.91 | 359.91
|  | MC-400a/4-AC |  |  |  | 4P Contactor, 400A, AC coil, Screw terminal only | [11 empty] | 1488 | 401.76 | 401.76
800AF |  | MC-500a/4-AC |  |  |  | 4P Contactor, 500A, AC coil, Screw terminal only | [9 empty] | 2NO2NC (22) |  | 2666 | 719.82 | 719.82
|  | MC-630a/4-AC |  |  |  | 4P Contactor, 630A, AC coil, Screw terminal only | [11 empty] | 3224 | 870.48 | 870.48
|  | MC-800a/4-AC |  |  |  | 4P Contactor, 800A, AC coil, Screw terminal only | [11 empty] | 3348 | 903.96 | 903.96
Metasol Contactors (4-Pole, DC Coil)
*Please specify coil voltages
*Example Part #: [MC-6a/4-DC24-S] [MC-130a/4-DC24-22S]
Frame size |  | Part# |  |  |  | Description | [9 empty] | Stand Aux |  | List Price
18AF |  | MC-6a/4-DC |  |  |  | 4P Contactor, 6A, DC coil, Screw terminal only | [9 empty] | None |  | 49.6 | 13.392 | 13.392
|  | MC-9a/4-DC |  |  |  | 4P Contactor, 9A, DC coil, Screw terminal only | [11 empty] | 50.84 | 13.7268 | 13.7268
|  | MC-12a/4-DC |  |  |  | 4P Contactor, 12A, DC coil, Screw terminal only | [11 empty] | 57.97 | 15.6519 | 15.6519
|  | MC-18a/4-DC |  |  |  | 4P Contactor, 18A, DC coil, Screw terminal only | [11 empty] | 105.4 | 28.458 | 28.458
22AF |  | MC-22a/4-DC |  |  |  | 4P Contactor, 22A, DC coil, Screw terminal only | [9 empty] | None |  | 108.19 | 29.2113 | 29.2113
40AF |  | MC-32a/4-DC |  |  |  | 4P Contactor, 32A, DC coil, Screw terminal only | [9 empty] | None |  | 132.68 | 35.8236 | 35.8236
|  | MC-40a/4-DC |  |  |  | 4P Contactor, 40A, DC coil, Screw terminal only | [11 empty] | 159.96 | 43.1892 | 43.1892
85AF |  | MC-50a/4-DC |  |  |  | 4P Contactor, 50A, DC coil, Screw terminal only | [9 empty] | None |  | 210.8 | 56.916 | 56.916
|  | MC-65a/4-DC |  |  |  | 4P Contactor, 65A, DC coil, Screw terminal only | [11 empty] | 226.3 | 61.101 | 61.101
|  | MC-75a/4-DC |  |  |  | 4P Contactor, 75A, DC coil, Screw terminal only | [11 empty] | 230.95 | 62.3565 | 62.3565
|  | MC-85a/4-DC |  |  |  | 4P Contactor, 85A, DC coil, Screw terminal only | [11 empty] | 236.53 | 63.8631 | 63.8631
225AF |  | MC-100a/4-DC |  |  |  | 4P Contactor, 100A, DC coil, Screw terminal only | [9 empty] | 2NO2NC (22) |  | 441.75 | 119.2725 | 119.2725
|  | MC-130a/4-DC |  |  |  | 4P Contactor, 130A, DC coil, Screw terminal only | [11 empty] | 558 | 150.66 | 150.66
|  | MC-150a/4-DC |  |  |  | 4P Contactor, 150A, DC coil, Screw terminal only | [11 empty] | 669.6 | 180.792 | 180.792
|  | MC-185a/4-DC |  |  |  | 4P Contactor, 185A, DC coil, Screw terminal only | [11 empty] | 930 | 251.1 | 251.1
|  | MC-225a/4-DC |  |  |  | 4P Contactor, 225A, DC coil, Screw terminal only | [11 empty] | 1029.2 | 277.884 | 277.884
400AF |  | MC-265a/4-DC |  |  |  | 4P Contactor, 265A, DC coil, Screw terminal only | [9 empty] | 2NO2NC (22) |  | 1209 | 326.43 | 326.43
|  | MC-330a/4-DC |  |  |  | 4P Contactor, 330A, DC coil, Screw terminal only | [11 empty] | 1333 | 359.91 | 359.91
|  | MC-400a/4-DC |  |  |  | 4P Contactor, 400A, DC coil, Screw terminal only | [11 empty] | 1488 | 401.76 | 401.76
800AF |  | MC-500a/4-DC |  |  |  | 4P Contactor, 500A, DC coil, Screw terminal only | [9 empty] | 2NO2NC (22) |  | 2666 | 719.82 | 719.82
|  | MC-630a/4-DC |  |  |  | 4P Contactor, 630A, DC coil, Screw terminal only | [11 empty] | 3224 | 870.48 | 870.48
|  | MC-800a/4-DC |  |  |  | 4P Contactor, 800A, DC coil, Screw terminal only | [11 empty] | 3348 | 903.96 | 903.96
2-POLE CONTACTORS
2-Pole AC Contactors, Definite Purpose
*Please specify coil voltages
Part# |  |  |  |  | Description | [12 empty] | List Price
SMC20P2-TSBS | SMC20P2 (TSBS) | SMC20P2 (TSBS) | SMC20P2 (TSBS) | SMC20P2 (TSBS) | 2P DP Contactor, AC Coil, 20A, 2 normally open main contacts, Screw Clamp | [12 empty] | 17.56 | 4.7412 | 4.7412
SMC20P2-TQBQ | SMC20P2 (TQBQ) | SMC20P2 (TQBQ) | SMC20P2 (TQBQ) | SMC20P2 (TQBQ) | 2P DP Contactor, AC Coil, 20A, 2 normally open main contacts, Fast-on connection | 20A Definite Purpose Contactor, 2 normally open main contacts, Fast-on, Screw Mountable | 20A, 2 normally open main contacts, Fast-on | 20A Definite Purpose Contactor, 2 normally open main contacts, Fast-on, Screw Mountable | 20A, 2 normally open main contacts, Fast-on | 20A Definite Purpose Contactor, 2 normally open main contacts, Fast-on, Screw Mountable | 20A, 2 normally open main contacts, Fast-on | 20A Definite Purpose Contactor, 2 normally open main contacts, Fast-on, Screw Mountable | 20A, 2 normally open main contacts, Fast-on | 20A Definite Purpose Contactor, 2 normally open main contacts, Fast-on, Screw Mountable | 20A, 2 normally open main contacts, Fast-on | 20A Definite Purpose Contactor, 2 normally open main contacts, Fast-on, Screw Mountable |  | 17.56 | 4.7412 | 4.7412
SMC30P2-TSBS | SMC30P2 (TSBS) | SMC30P2 (TSBS) | SMC30P2 (TSBS) | SMC30P2 (TSBS) | 2P DP Contactor, AC Coil, 30A, 2 normally open main contacts, Screw Clamp | 30A Definite Purpose Contactor, 2 normally open main contacts, Screw Clamp, Screw Mountable | 30A, 2 normally open main contacts, Screw Clamp | 30A Definite Purpose Contactor, 2 normally open main contacts, Screw Clamp, Screw Mountable | 30A, 2 normally open main contacts, Screw Clamp | 30A Definite Purpose Contactor, 2 normally open main contacts, Screw Clamp, Screw Mountable | 30A, 2 normally open main contacts, Screw Clamp | 30A Definite Purpose Contactor, 2 normally open main contacts, Screw Clamp, Screw Mountable | 30A, 2 normally open main contacts, Screw Clamp | 30A Definite Purpose Contactor, 2 normally open main contacts, Screw Clamp, Screw Mountable | 30A, 2 normally open main contacts, Screw Clamp | 30A Definite Purpose Contactor, 2 normally open main contacts, Screw Clamp, Screw Mountable |  | 17.56 | 4.7412 | 4.7412
SMC30P2-TQBQ | SMC30P2 (TQBQ) | SMC30P2 (TQBQ) | SMC30P2 (TQBQ) | SMC30P2 (TQBQ) | 2P DP Contactor, AC Coil, 30A, 2 normally open main contacts, Fast-on connection | 30A Definite Purpose Contactor, 2 normally open main contacts, Fast-on, Screw Mountable | 30A, 2 normally open main contacts, Fast-on | 30A Definite Purpose Contactor, 2 normally open main contacts, Fast-on, Screw Mountable | 30A, 2 normally open main contacts, Fast-on | 30A Definite Purpose Contactor, 2 normally open main contacts, Fast-on, Screw Mountable | 30A, 2 normally open main contacts, Fast-on | 30A Definite Purpose Contactor, 2 normally open main contacts, Fast-on, Screw Mountable | 30A, 2 normally open main contacts, Fast-on | 30A Definite Purpose Contactor, 2 normally open main contacts, Fast-on, Screw Mountable | 30A, 2 normally open main contacts, Fast-on | 30A Definite Purpose Contactor, 2 normally open main contacts, Fast-on, Screw Mountable |  | 17.56 | 4.7412 | 4.7412
2-Pole AC Contactors, Definite Purpose (NEW)
*Please specify coil voltages
Part# |  |  |  |  | Description | [11 empty] | List Price | List Price
GMC 20P2 | GMC 20P2 | GMC 20P2 | GMC 20P2 | GMC 20P2 | 2P DP Contactor, AC Coil, 20A, 2 normally open, Screw Clamp, Din Rail Mountable | 2-Pole DP Contactor, 20A, AC coil only, Screw Type, Din Rail Mountable | 20A, AC coil only, Screw Type, Din Rail Mountable | 2-Pole DP Contactor, 20A, AC coil only, Screw Type, Din Rail Mountable | 20A, AC coil only, Screw Type, Din Rail Mountable | 2-Pole DP Contactor, 20A, AC coil only, Screw Type, Din Rail Mountable | 20A, AC coil only, Screw Type, Din Rail Mountable | 2-Pole DP Contactor, 20A, AC coil only, Screw Type, Din Rail Mountable | 20A, AC coil only, Screw Type, Din Rail Mountable | 2-Pole DP Contactor, 20A, AC coil only, Screw Type, Din Rail Mountable | 20A, AC coil only, Screw Type, Din Rail Mountable | 2-Pole DP Contactor, 20A, AC coil only, Screw Type, Din Rail Mountable | 26.46 | 26.46 | 7.1442 | 7.1442
GMC 30P2 | GMC 30P2 | GMC 30P2 | GMC 30P2 | GMC 30P2 | 2P DP Contactor, AC Coil, 30A, 2 normally open, Screw Clamp, Din Rail Mountable | 2-Pole DP Contactor, 30A, AC coil only, Screw Type, Din Rail Mountable | 30A, AC coil only, Screw Type, Din Rail Mountable | 2-Pole DP Contactor, 30A, AC coil only, Screw Type, Din Rail Mountable | 30A, AC coil only, Screw Type, Din Rail Mountable | 2-Pole DP Contactor, 30A, AC coil only, Screw Type, Din Rail Mountable | 30A, AC coil only, Screw Type, Din Rail Mountable | 2-Pole DP Contactor, 30A, AC coil only, Screw Type, Din Rail Mountable | 30A, AC coil only, Screw Type, Din Rail Mountable | 2-Pole DP Contactor, 30A, AC coil only, Screw Type, Din Rail Mountable | 30A, AC coil only, Screw Type, Din Rail Mountable | 2-Pole DP Contactor, 30A, AC coil only, Screw Type, Din Rail Mountable | 38.4 | 38.4 | 10.368 | 10.368
GMC 40P2 | GMC 40P2 | GMC 40P2 | GMC 40P2 | GMC 40P2 | 2P DP Contactor, AC Coil, 40A, 2 normally open, Screw Clamp, Din Rail Mountable | 2-Pole DP Contactor, 40A, AC coil only, Screw Type, Din Rail Mountable | 40A, AC coil only, Screw Type, Din Rail Mountable | 2-Pole DP Contactor, 40A, AC coil only, Screw Type, Din Rail Mountable | 40A, AC coil only, Screw Type, Din Rail Mountable | 2-Pole DP Contactor, 40A, AC coil only, Screw Type, Din Rail Mountable | 40A, AC coil only, Screw Type, Din Rail Mountable | 2-Pole DP Contactor, 40A, AC coil only, Screw Type, Din Rail Mountable | 40A, AC coil only, Screw Type, Din Rail Mountable | 2-Pole DP Contactor, 40A, AC coil only, Screw Type, Din Rail Mountable | 40A, AC coil only, Screw Type, Din Rail Mountable | 2-Pole DP Contactor, 40A, AC coil only, Screw Type, Din Rail Mountable | 38.4 | 38.4 | 10.368 | 10.368
REVERSING CONTACTORS (3-POLE)
Metasol Reversing Contactors (3-P, AC Coil), Assembled (15% Assembly fee included)
Assemble with: 2 Contactors, 1 Interlock, and 1 Wiring Power Connection
*Please specify 1) coil voltages 2) Screw or Lug type
*Example Part #: Screw type [MC-6a/R-AC120-20S], Lug type [MC-50a/R-AC120-22L]
Frame size |  | Part# | Part# | Part# | Part# | Description | [8 empty] | Stand Aux | Stand Aux | Assembled Price | List Price(Assembled)
18AF |  | MC-6a/R-AC | MC-6a/R-AC | MC-6a/R-AC | MC-6a/R-AC | Metasol Rev. Contactor, 3p, 6A Screw only | [8 empty] | 2NO (20) or 2NC (02) | 1NO or 1NC | 105.662 | 119.44 | 32.2488 | 32.2488
|  | MC-9a/R-AC | MC-9a/R-AC | MC-9a/R-AC | MC-9a/R-AC | Metasol Rev. Contactor, 3p, 9A Screw only | [10 empty] | 112.079 | 112.079 | 30.2613 | 30.2613
|  | MC-12a/R-AC | MC-12a/R-AC | MC-12a/R-AC | MC-12a/R-AC | Metasol Rev. Contactor, 3p, 12A Screw only | [10 empty] | 120.635 | 120.635 | 32.5714 | 32.5714
|  | MC-18a/R-AC | MC-18a/R-AC | MC-18a/R-AC | MC-18a/R-AC | Metasol Rev. Contactor, 3p, 18A Screw only | [10 empty] | 156.285 | 156.285 | 42.197 | 42.197
22AF |  | MC-9b/R-AC | MC-9b/R-AC | MC-9b/R-AC | MC-9b/R-AC | Metasol Rev. Contactor, 3p, 9A Screw only | [8 empty] | 2NO2NC (22) | 1NO/1NC | 115.483 | 115.483 | 31.1804 | 31.1804
|  | MC-12b/R-AC | MC-12b/R-AC | MC-12b/R-AC | MC-12b/R-AC | Metasol Rev. Contactor, 3p, 12A Screw only | [10 empty] | 123.188 | 123.188 | 33.2608 | 33.2608
|  | MC-18b/R-AC | MC-18b/R-AC | MC-18b/R-AC | MC-18b/R-AC | Metasol Rev. Contactor, 3p, 18A Screw only | [10 empty] | 169.533 | 169.533 | 45.7739 | 45.7739
|  | MC-22b/R-AC | MC-22b/R-AC | MC-22b/R-AC | MC-22b/R-AC | Metasol Rev. Contactor, 3p, 22A Screw only | [10 empty] | 173.811 | 173.811 | 46.929 | 46.929
40AF |  | MC-32a/R-AC | MC-32a/R-AC | MC-32a/R-AC | MC-32a/R-AC | Metasol Rev. Contactor, 3p, 32A Screw only | [8 empty] | 2NO2NC (22) | 2NO/2NC | 208.7135 | 208.7135 | 56.3526 | 56.3526
|  | MC-40a/R-AC | MC-40a/R-AC | MC-40a/R-AC | MC-40a/R-AC | Metasol Rev. Contactor, 3p, 40A Screw only | [10 empty] | 243.6505 | 243.6505 | 65.7856 | 65.7856
65AF |  | MC-50a/R-AC | MC-50a/R-AC | MC-50a/R-AC | MC-50a/R-AC | Metasol Rev. Contactor, 3p, 50A Screw or Lug | [8 empty] | 2NO2NC (22) | 2NO/2NC | 331.0045 | 331.0045 | 89.3712 | 89.3712
|  | MC-65a/R-AC | MC-65a/R-AC | MC-65a/R-AC | MC-65a/R-AC | Metasol Rev. Contactor, 3p, 65A Screw or Lug | [10 empty] | 348.9675 | 348.9675 | 94.2212 | 94.2212
100AF |  | MC-75a/R-AC | MC-75a/R-AC | MC-75a/R-AC | MC-75a/R-AC | Metasol Rev. Contactor, 3p, 75A Screw or Lug | [8 empty] | 2NO2NC (22) | 2NO/2NC | 391.207 | 391.207 | 105.6259 | 105.6259
|  | MC-85a/R-AC | MC-85a/R-AC | MC-85a/R-AC | MC-85a/R-AC | Metasol Rev. Contactor, 3p, 85A Screw or Lug | [10 empty] | 397.187 | 397.187 | 107.2405 | 107.2405
|  | MC-100a/R-AC | MC-100a/R-AC | MC-100a/R-AC | MC-100a/R-AC | Metasol Rev. Contactor, 3p, 100A Screw or Lug | [10 empty] | 739.86 | 739.864 | 199.7633 | 199.7633
Metasol Reversing Contactors (3-P, DC Coil), Assembled (15% Assembly fee included)
Assemble with: 2 Contactors, 1 Interlock, and 1 Wiring Power Connection
*Please specify 1) coil voltages 2) Screw or Lug type
*Example Part #: Screw type [MC-6a/R-DC24-20S], Lug type [MC-50a/R-DC24-22L]
Frame size |  | Part# | Part# | Part# | Part# | Description | [8 empty] | Stand Aux | Stand Aux | Assembled Price | List Price(Assembled)
18AF |  | MC-6a/R-DC | MC-6a/R-AC | MC-6a/R-AC | MC-6a/R-AC | Metasol Rev. Contactor, 3p, 6A Screw only | [8 empty] | 2NO (20) or 2NC (02) | 1NO or 1NC | 115.644 | 115.644 | 31.2239 | 31.2239
|  | MC-9a/R-DC | MC-9a/R-AC | MC-9a/R-AC | MC-9a/R-AC | Metasol Rev. Contactor, 3p, 9A Screw only | [10 empty] | 119.209 | 119.209 | 32.1864 | 32.1864
|  | MC-12a/R-DC | MC-12a/R-AC | MC-12a/R-AC | MC-12a/R-AC | Metasol Rev. Contactor, 3p, 12A Screw only | [10 empty] | 130.617 | 130.617 | 35.2666 | 35.2666
|  | MC-18a/R-DC | MC-18a/R-AC | MC-18a/R-AC | MC-18a/R-AC | Metasol Rev. Contactor, 3p, 18A Screw only | [10 empty] | 187.657 | 187.657 | 50.6674 | 50.6674
22AF |  | MC-9b/R-DC | MC-9b/R-AC | MC-9b/R-AC | MC-9b/R-AC | Metasol Rev. Contactor, 3p, 9A Screw only | [8 empty] | 2NO2NC (22) | 1NO/1NC | 131.744 | 131.744 | 35.5709 | 35.5709
|  | MC-12b/R-DC | MC-12b/R-AC | MC-12b/R-AC | MC-12b/R-AC | Metasol Rev. Contactor, 3p, 12A Screw only | [10 empty] | 147.43 | 147.43 | 39.8061 | 39.8061
|  | MC-18b/R-DC | MC-18b/R-AC | MC-18b/R-AC | MC-18b/R-AC | Metasol Rev. Contactor, 3p, 18A Screw only | [10 empty] | 209.461 | 209.461 | 56.5545 | 56.5545
|  | MC-22b/R-DC | MC-22b/R-AC | MC-22b/R-AC | MC-22b/R-AC | Metasol Rev. Contactor, 3p, 22A Screw only | [10 empty] | 213.739 | 213.739 | 57.7095 | 57.7095
40AF |  | MC-32a/R-DC | MC-32a/R-AC | MC-32a/R-AC | MC-32a/R-AC | Metasol Rev. Contactor, 3p, 32A Screw only | [8 empty] | 2NO2NC (22) | 2NO/2NC | 246.5025 | 246.5025 | 66.5557 | 66.5557
|  | MC-40a/R-DC | MC-40a/R-AC | MC-40a/R-AC | MC-40a/R-AC | Metasol Rev. Contactor, 3p, 40A Screw only | [10 empty] | 288.5695 | 288.5695 | 77.9138 | 77.9138
65AF |  | MC-50a/R-DC | MC-50a/R-AC | MC-50a/R-AC | MC-50a/R-AC | Metasol Rev. Contactor, 3p, 50A Screw or Lug | [8 empty] | 2NO2NC (22) | 2NO/2NC | 384.6175 | 384.6175 | 103.8467 | 103.8467
|  | MC-65a/R-DC | MC-65a/R-AC | MC-65a/R-AC | MC-65a/R-AC | Metasol Rev. Contactor, 3p, 65A Screw or Lug | [10 empty] | 401.7295 | 401.7295 | 108.467 | 108.467
100AF |  | MC-75a/R-DC | MC-75a/R-AC | MC-75a/R-AC | MC-75a/R-AC | Metasol Rev. Contactor, 3p, 75A Screw or Lug | [8 empty] | 2NO2NC (22) | 2NO/2NC | 439.691 | 439.691 | 118.7166 | 118.7166
|  | MC-85a/R-DC | MC-85a/R-AC | MC-85a/R-AC | MC-85a/R-AC | Metasol Rev. Contactor, 3p, 85A Screw or Lug | [10 empty] | 448.247 | 448.247 | 121.0267 | 121.0267
|  | MC-100a/R-DC | MC-100a/R-AC | MC-100a/R-AC | MC-100a/R-AC | Metasol Rev. Contactor, 3p, 100A Screw or Lug | [10 empty] | 790.49 | 756.118 | 204.1519 | 204.1519
CONTACTOR RELAYS
*Please specify 1) coil voltages 2) Composition
Part# | Part# | Part# | Part# | Description | [8 empty] | Composition |  |  |  |  | List Price
MR-4 | MR-4 | MR-4 | MR-4 | 4-pole Contactor Relays, AC Coil, 16A | [8 empty] | 4NO, 3NO1NC, 2NO2NC, 1NO3NC, or 4NC |  |  |  |  | 45.1 | 12.177 | 12.177
MR-4D | MR-4D | MR-4D | MR-4D | 4-pole Contactor Relays, DC Coil, 16A | 4-pole Contactor Relays, DC Coil, 16A, Composition: 4a / 3a1b / 2a2b / 1a3b / 4b | 4-pole Contactor Relays, DC Coil, 16A, Composition: 4a / 3a1b / 2a2b / 1a3b / 4b | 4-pole Contactor Relays, DC Coil, 16A, Composition: 4a / 3a1b / 2a2b / 1a3b / 4b | 4-pole Contactor Relays, DC Coil, 16A, Composition: 4a / 3a1b / 2a2b / 1a3b / 4b | 4-pole Contactor Relays, DC Coil, 16A, Composition: 4a / 3a1b / 2a2b / 1a3b / 4b | 4-pole Contactor Relays, DC Coil, 16A, Composition: 4a / 3a1b / 2a2b / 1a3b / 4b | 4-pole Contactor Relays, DC Coil, 16A, Composition: 4a / 3a1b / 2a2b / 1a3b / 4b | 4-pole Contactor Relays, DC Coil, 16A, Composition: 4a / 3a1b / 2a2b / 1a3b / 4b | [5 empty] | 60.2 | 16.254 | 16.254
MR-6 | MR-6 | MR-6 | MR-6 | 6-pole Contactor Relays, AC Coil, 16A, MR-4 + UA-2 | 6-pole Contactor Relays, AC Coil, 16A, MR-4 + UA-2, Composition: 6a / 5a1b / 4a2b / 3a3b / 2a4b | 6-pole Contactor Relays, AC Coil, 16A, MR-4 + UA-2, Composition: 6a / 5a1b / 4a2b / 3a3b / 2a4b | 6-pole Contactor Relays, AC Coil, 16A, MR-4 + UA-2, Composition: 6a / 5a1b / 4a2b / 3a3b / 2a4b | 6-pole Contactor Relays, AC Coil, 16A, MR-4 + UA-2, Composition: 6a / 5a1b / 4a2b / 3a3b / 2a4b | 6-pole Contactor Relays, AC Coil, 16A, MR-4 + UA-2, Composition: 6a / 5a1b / 4a2b / 3a3b / 2a4b | 6-pole Contactor Relays, AC Coil, 16A, MR-4 + UA-2, Composition: 6a / 5a1b / 4a2b / 3a3b / 2a4b | 6-pole Contactor Relays, AC Coil, 16A, MR-4 + UA-2, Composition: 6a / 5a1b / 4a2b / 3a3b / 2a4b | 6-pole Contactor Relays, AC Coil, 16A, MR-4 + UA-2, Composition: 6a / 5a1b / 4a2b / 3a3b / 2a4b | 6NO, 5NO1NC, 4NO2NC, 3NO3NC, or 2NO4NC |  |  |  |  | 57.74 | 15.5898 | 15.5898
MR-6D | MR-6D | MR-6D | MR-6D | 6-pole Contactor Relays, DC Coil, 16A, MR-4D + UA-2 | 6-pole Contactor Relays, DC Coil, 16A, MR-4D + UA-2, Composition: 6a / 5a1b / 4a2b / 3a3b / 2a4b | 6-pole Contactor Relays, DC Coil, 16A, MR-4D + UA-2, Composition: 6a / 5a1b / 4a2b / 3a3b / 2a4b | 6-pole Contactor Relays, DC Coil, 16A, MR-4D + UA-2, Composition: 6a / 5a1b / 4a2b / 3a3b / 2a4b | 6-pole Contactor Relays, DC Coil, 16A, MR-4D + UA-2, Composition: 6a / 5a1b / 4a2b / 3a3b / 2a4b | 6-pole Contactor Relays, DC Coil, 16A, MR-4D + UA-2, Composition: 6a / 5a1b / 4a2b / 3a3b / 2a4b | 6-pole Contactor Relays, DC Coil, 16A, MR-4D + UA-2, Composition: 6a / 5a1b / 4a2b / 3a3b / 2a4b | 6-pole Contactor Relays, DC Coil, 16A, MR-4D + UA-2, Composition: 6a / 5a1b / 4a2b / 3a3b / 2a4b | 6-pole Contactor Relays, DC Coil, 16A, MR-4D + UA-2, Composition: 6a / 5a1b / 4a2b / 3a3b / 2a4b | [5 empty] | 72.89 | 19.6803 | 19.6803
MR-8 | MR-8 | MR-8 | MR-8 | 8-pole Contactor Relays, AC Coil, 16A, MR-4 + UA-4 | 8-pole Contactor Relays, AC Coil, 16A, MR-4 + UA-4, Composition: 8a / 7a1b / 6a2b / 5a3b / 4a4b | 8-pole Contactor Relays, AC Coil, 16A, MR-4 + UA-4, Composition: 8a / 7a1b / 6a2b / 5a3b / 4a4b | 8-pole Contactor Relays, AC Coil, 16A, MR-4 + UA-4, Composition: 8a / 7a1b / 6a2b / 5a3b / 4a4b | 8-pole Contactor Relays, AC Coil, 16A, MR-4 + UA-4, Composition: 8a / 7a1b / 6a2b / 5a3b / 4a4b | 8-pole Contactor Relays, AC Coil, 16A, MR-4 + UA-4, Composition: 8a / 7a1b / 6a2b / 5a3b / 4a4b | 8-pole Contactor Relays, AC Coil, 16A, MR-4 + UA-4, Composition: 8a / 7a1b / 6a2b / 5a3b / 4a4b | 8-pole Contactor Relays, AC Coil, 16A, MR-4 + UA-4, Composition: 8a / 7a1b / 6a2b / 5a3b / 4a4b | 8-pole Contactor Relays, AC Coil, 16A, MR-4 + UA-4, Composition: 8a / 7a1b / 6a2b / 5a3b / 4a4b | 8NO, 7NO1NC, 6NO2NC, 5NO3NC, or 4NO4NC |  |  |  |  | 70.62 | 19.0674 | 19.0674
MR-8D | MR-8D | MR-8D | MR-8D | 8-pole Contactor Relays, DC Coil, 16A, MR-4D + UA-4 | 8-pole Contactor Relays, DC Coil, 16A, MR-4D + UA-4, Composition: 8a / 7a1b / 6a2b / 5a3b / 4a4b | 8-pole Contactor Relays, DC Coil, 16A, MR-4D + UA-4, Composition: 8a / 7a1b / 6a2b / 5a3b / 4a4b | 8-pole Contactor Relays, DC Coil, 16A, MR-4D + UA-4, Composition: 8a / 7a1b / 6a2b / 5a3b / 4a4b | 8-pole Contactor Relays, DC Coil, 16A, MR-4D + UA-4, Composition: 8a / 7a1b / 6a2b / 5a3b / 4a4b | 8-pole Contactor Relays, DC Coil, 16A, MR-4D + UA-4, Composition: 8a / 7a1b / 6a2b / 5a3b / 4a4b | 8-pole Contactor Relays, DC Coil, 16A, MR-4D + UA-4, Composition: 8a / 7a1b / 6a2b / 5a3b / 4a4b | 8-pole Contactor Relays, DC Coil, 16A, MR-4D + UA-4, Composition: 8a / 7a1b / 6a2b / 5a3b / 4a4b | 8-pole Contactor Relays, DC Coil, 16A, MR-4D + UA-4, Composition: 8a / 7a1b / 6a2b / 5a3b / 4a4b | [5 empty] | 85.84 | 23.1768 | 23.1768
THERMAL OVERLOAD RELAYS
Metasol Thermal Overload Relays (Screw type)
*Screw type overload relays can be directly mounted only to screw type contactors
*Direct mount is not possible for the 22AF, 40AF, and 85AF 4-pole contactors. Use optional mounting units (UZ)
Contactor Frame size |  | Part# | [5 empty] | Description | [9 empty] | List Price
|  | Tripping Class 10 |  |  | Tripping Class 20
18AF (3P/4P) |  | MT-12/3K-0.14S |  |  | - |  |  | Thermal Overload Relay, 0.1~0.16A, Metasol MC-6a~18a | [9 empty] | 45.57 | 12.3039 | 12.3039
|  | MT-12/3K-0.21S |  |  | - |  |  | Thermal Overload Relay, 0.16~0.25A, Metasol MC-6a~18a | [9 empty] | 45.57 | 12.3039 | 12.3039
|  | MT-12/3K-0.33S |  |  | - |  |  | Thermal Overload Relay, 0.25~0.4A, Metasol MC-6a~18a | [9 empty] | 45.57 | 12.3039 | 12.3039
|  | MT-12/3K-0.52S |  |  | - |  |  | Thermal Overload Relay, 0.4~0.63A, Metasol MC-6a~18a | [9 empty] | 45.57 | 12.3039 | 12.3039
|  | MT-12/3K-0.82S |  |  | - |  |  | Thermal Overload Relay, 0.63~1A, Metasol MC-6a~18a | [9 empty] | 45.57 | 12.3039 | 12.3039
|  | MT-12/3K-1.3S |  |  | MT-12/3D-1.3S |  |  | Thermal Overload Relay, 1~0.16A, Metasol MC-6a~18a | [9 empty] | 45.57 | 12.3039 | 12.3039
|  | MT-12/3K-2.1S |  |  | MT-12/3D-2.1S |  |  | Thermal Overload Relay, 1.6~2.5A, Metasol MC-6a~18a | [9 empty] | 45.57 | 12.3039 | 12.3039
|  | MT-12/3K-3.3S |  |  | MT-12/3D-3.3S |  |  | Thermal Overload Relay, 2.5~4A, Metasol MC-6a~18a | [9 empty] | 45.57 | 12.3039 | 12.3039
|  | MT-12/3K-5S |  |  | MT-12/3D-5S |  |  | Thermal Overload Relay, 4~6A, Metasol MC-6a~18a | [9 empty] | 45.57 | 12.3039 | 12.3039
|  | MT-12/3K-6.5S |  |  | MT-12/3D-6.5S |  |  | Thermal Overload Relay, 5~8A, Metasol MC-6a~18a | [9 empty] | 45.57 | 12.3039 | 12.3039
|  | MT-12/3K-7.5S |  |  | MT-12/3D-7.5S |  |  | Thermal Overload Relay, 6~9A, Metasol MC-6a~18a | [9 empty] | 45.57 | 12.3039 | 12.3039
|  | MT-12/3K-8.5S |  |  | MT-12/3D-8.5S |  |  | Thermal Overload Relay, 7~10A, Metasol MC-6a~18a | [9 empty] | 45.57 | 12.3039 | 12.3039
|  | MT-12/3K-11S |  |  | MT-12/3D-11S |  |  | Thermal Overload Relay, 9~13A, Metasol MC-6a~18a | [9 empty] | 45.57 | 12.3039 | 12.3039
|  | MT-12/3K-15S |  |  | MT-12/3D-15S |  |  | Thermal Overload Relay, 12~18A, Metasol MC-6a~18a | [9 empty] | 45.57 | 12.3039 | 12.3039
22 & 40AF (3P/4P*) |  | MT-32/3K-0.14S |  |  | - |  |  | Thermal Overload Relay, 0.1~0.16A, Metasol MC9b~22b, MC32a~40a | [9 empty] | 51.46 | 13.8942 | 13.8942
|  | MT-32/3K-0.21S |  |  | - |  |  | Thermal Overload Relay, 0.16~0.25A Metasol MC9b~22b MC32a~40a | [9 empty] | 51.46 | 13.8942 | 13.8942
|  | MT-32/3K-0.33S |  |  | - |  |  | Thermal Overload Relay, 0.25~0.4A Metasol MC9b~22b MC32a~40a | [9 empty] | 51.46 | 13.8942 | 13.8942
|  | MT-32/3K-0.52S |  |  | - |  |  | Thermal Overload Relay, 0.4~0.63A Metasol MC9b~22b, MC32a~40a | [9 empty] | 51.46 | 13.8942 | 13.8942
|  | MT-32/3K-0.82S |  |  | - |  |  | Thermal Overload Relay, 0.63~1A, Metasol MC-9b~22b, MC32a~40a | [9 empty] | 51.46 | 13.8942 | 13.8942
|  | MT-32/3K-1.3S |  |  | MT-32/3D-1.3S |  |  | Thermal Overload Relay, 1~1.6A, Metasol MC-9b~22b, MC-32a~40a | [9 empty] | 51.46 | 13.8942 | 13.8942
|  | MT-32/3K-2.1S |  |  | MT-32/3D-2.1S |  |  | Thermal Overload Relay, 1.6~2.5A, Metasol MC-9b~22b MC32a~40a | [9 empty] | 51.46 | 13.8942 | 13.8942
|  | MT-32/3K-3.3S |  |  | MT-32/3D-3.3S |  |  | Thermal Overload Relay, 2.5~4A, Metasol MC-9b~22b, MC-32a~40a | [9 empty] | 51.46 | 13.8942 | 13.8942
|  | MT-32/3K-5S |  |  | MT-32/3D-5S |  |  | Thermal Overload Relay, 4~6A, Metasol MC-9b~22b, MC-32a~40a | [9 empty] | 51.46 | 13.8942 | 13.8942
|  | MT-32/3K-6.5S |  |  | MT-32/3D-6.5S |  |  | Thermal Overload Relay, 5~8A, Metasol MC-9b~22b, MC-32a~40a | [9 empty] | 51.46 | 13.8942 | 13.8942
|  | MT-32/3K-7.5S |  |  | MT-32/3D-7.5S |  |  | Thermal Overload Relay, 6~9A, Metasol MC-9b~22b, MC-32a~40a | [9 empty] | 51.46 | 13.8942 | 13.8942
|  | MT-32/3K-8.5S |  |  | MT-32/3D-8.5S |  |  | Thermal Overload Relay, 7~10A, Metasol MC-9b~22b, MC-32a~40a | [9 empty] | 51.46 | 13.8942 | 13.8942
|  | MT-32/3K-11S |  |  | MT-32/3D-11S |  |  | Thermal Overload Relay, 9~13A, Metasol MC-9b~22b, MC-32a~40a | [9 empty] | 51.46 | 13.8942 | 13.8942
|  | MT-32/3K-15S |  |  | MT-32/3D-15S |  |  | Thermal Overload Relay, 12~18A, Metasol MC-9b~22b, MC-32a~40a | [9 empty] | 51.46 | 13.8942 | 13.8942
|  | MT-32/3K-19S |  |  | MT-32/3D-19S |  |  | Thermal Overload Relay, 16~22A, Metasol MC-9b~22b, MC-32a~40a | [9 empty] | 51.46 | 13.8942 | 13.8942
|  | MT-32/3K-21.5S |  |  | MT-32/3D-21.5S |  |  | Thermal Overload Relay, 18~25A, Metasol MC-9b~22b, MC-32a~40a | [9 empty] | 51.46 | 13.8942 | 13.8942
|  | MT-32/3K-27S |  |  | MT-32/3D-27S |  |  | Thermal Overload Relay, 22~32A, Metasol MC-9b~22b, MC-32a~40a | [9 empty] | 70.68 | 19.0836 | 19.0836
|  | MT-32/3K-34S |  |  | MT-32/3D-34S |  |  | Thermal Overload Relay, 28~40A, Metasol MC-9b~22b, MC-32a~40a | [9 empty] | 70.68 | 19.0836 | 19.0836
65AF (3P) & 85AF (4P*) |  | MT-63/3K-5S |  |  | MT-63/3D-5S |  |  | Thermal Overload Relay, 4~6A, Metasol MC-50a~65a | [9 empty] | 106.02 | 28.6254 | 28.6254
|  | MT-63/3K-6.5S |  |  | MT-63/3D-6.5S |  |  | Thermal Overload Relay, 5~8A, Metasol MC-50a~65a | [9 empty] | 106.02 | 28.6254 | 28.6254
|  | MT-63/3K-7.5S |  |  | MT-63/3D-7.5S |  |  | Thermal Overload Relay, 6~9A, Metasol MC-50a~65a | [9 empty] | 106.02 | 28.6254 | 28.6254
|  | MT-63/3K-8.5S |  |  | MT-63/3D-8.5S |  |  | Thermal Overload Relay, 7~10A, Metasol MC-50a~65a | [9 empty] | 106.02 | 28.6254 | 28.6254
|  | MT-63/3K-11S |  |  | MT-63/3D-11S |  |  | Thermal Overload Relay, 9~13A, Metasol MC-50a~65a | [9 empty] | 106.02 | 28.6254 | 28.6254
|  | MT-63/3K-15S |  |  | MT-63/3D-15S |  |  | Thermal Overload Relay, 12~18A, Metasol MC-50a~65a | [9 empty] | 106.02 | 28.6254 | 28.6254
|  | MT-63/3K-19S |  |  | MT-63/3D-19S |  |  | Thermal Overload Relay, 16~22, Metasol MC-50a~65a | [9 empty] | 106.02 | 28.6254 | 28.6254
|  | MT-63/3K-21.5S |  |  | MT-63/3D-21.5S |  |  | Thermal Overload Relay, 18~25A, Metasol MC-50a~65a | [9 empty] | 106.02 | 28.6254 | 28.6254
|  | MT-63/3K-30S |  |  | MT-63/3D-30S |  |  | Thermal Overload Relay, 24~36A, Metasol MC-50a~65a | [9 empty] | 106.02 | 28.6254 | 28.6254
|  | MT-63/3K-34S |  |  | MT-63/3D-34S |  |  | Thermal Overload Relay, 28~40A, Metasol MC-50a~65a | [9 empty] | 106.02 | 28.6254 | 28.6254
|  | MT-63/3K-42S |  |  | MT-63/3D-42S |  |  | Thermal Overload Relay, 34~50A, Metasol MC-50a~65a | [9 empty] | 106.02 | 28.6254 | 28.6254
|  | MT-63/3K-55S |  |  | MT-63/3D-55S |  |  | Thermal Overload Relay, 45~65A, Metasol MC-50a~65a | [9 empty] | 106.02 | 28.6254 | 28.6254
100AF (3P) & 85AF (4P*) |  | MT-95/3K-8.5S |  |  | MT-95/3D-8.5S |  |  | Thermal Overload Relay, 7~10A, Metasol MC-75a~100a | [9 empty] | 106.02 | 28.6254 | 28.6254
|  | MT-95/3K-11S |  |  | MT-95/3D-11S |  |  | Thermal Overload Relay, 9~13A, Metasol MC-75a~100a | [9 empty] | 106.02 | 28.6254 | 28.6254
|  | MT-95/3K-15S |  |  | MT-95/3D-15S |  |  | Thermal Overload Relay, 12~18A, Metasol MC-75a~100a | [9 empty] | 106.02 | 28.6254 | 28.6254
|  | MT-95/3K-19S |  |  | MT-95/3D-19S |  |  | Thermal Overload Relay,16~22A, Metasol MC-75a~100a | [9 empty] | 106.02 | 28.6254 | 28.6254
|  | MT-95/3K-21.5S |  |  | MT-95/3D-21.5S |  |  | Thermal Overload Relay, 18~25A, Metasol MC-75a~100a | [9 empty] | 106.02 | 28.6254 | 28.6254
|  | MT-95/3K-30S |  |  | MT-95/3D-30S |  |  | Thermal Overload Relay, 24~36A, Metasol MC-75a~100a | [9 empty] | 106.02 | 28.6254 | 28.6254
|  | MT-95/3K-34S |  |  | MT-95/3D-34S |  |  | Thermal Overload Relay, 28~40A, Metasol MC-75a~100a | [9 empty] | 106.02 | 28.6254 | 28.6254
|  | MT-95/3K-42S |  |  | MT-95/3D-42S |  |  | Thermal Overload Relay, 34~50A, Metasol MC-75a~100a | [9 empty] | 106.02 | 28.6254 | 28.6254
|  | MT-95/3K-55S |  |  | MT-95/3D-55S |  |  | Thermal Overload Relay, 45~65A, Metasol MC-75a~100a | [9 empty] | 106.02 | 28.6254 | 28.6254
|  | MT-95/3K-65S |  |  | MT-95/3D-65S |  |  | Thermal Overload Relay, 54~75A, Metasol MC-75a~100a | [9 empty] | 106.02 | 28.6254 | 28.6254
|  | MT-95/3K-74S |  |  | MT-95/3D-74S |  |  | Thermal Overload Relay, 63~85A, Metasol MC-75a~100a | [9 empty] | 106.02 | 28.6254 | 28.6254
|  | MT-95/3K-83S |  |  | MT-95/3D-83S |  |  | Thermal Overload Relay, 70~95A, Metasol MC-75a~100a | [9 empty] | 151.28 | 40.8456 | 40.8456
|  | MT-95/3K-90S |  |  | MT-95/3D-90S |  |  | Thermal Overload Relay, 80~100A, Metasol MC-75a~100a | [9 empty] | 151.28 | 40.8456 | 40.8456
150AF (3P) |  | MT-150/3K-42S |  |  | MT-150/3D-42S |  |  | Thermal Overload Relay, 34~50A, Metasol MC-130a~150a | [9 empty] | 186 | 50.22 | 50.22
|  | MT-150/3K-55S |  |  | MT-150/3D-55S |  |  | Thermal Overload Relay, 45~65A, Metasol MC-130a~150a | [9 empty] | 186 | 50.22 | 50.22
|  | MT-150/3K-65S |  |  | MT-150/3D-65S |  |  | Thermal Overload Relay, 54~75A, Metasol MC-130a~150a | [9 empty] | 186 | 50.22 | 50.22
|  | MT-150/3K-74S |  |  | MT-150/3D-74S |  |  | Thermal Overload Relay, 63~85A, Metasol MC-130a~150a | [9 empty] | 186 | 50.22 | 50.22
|  | MT-150/3K-93S |  |  | MT-150/3D-93S |  |  | Thermal Overload Relay, 80~105A, Metasol MC-130a~150a | [9 empty] | 186 | 50.22 | 50.22
|  | MT-150/3K-113S |  |  | MT-150/3D-113S |  |  | Thermal Overload Relay, 95~130A, Metasol MC-130a~150a | [9 empty] | 186 | 50.22 | 50.22
|  | MT-150/3K-130S |  |  | MT-150/3D-130S |  |  | Thermal Overload Relay, 110~150A, Metasol MC-130a~150a | [9 empty] | 186 | 50.22 | 50.22
225AF (3P/4P) |  | MT-225/3K-80S |  |  | MT-225/3D-80S |  |  | Thermal Overload Relay, 65~100A, Metasol MC-185a~225a | [9 empty] | 303.36 | 81.9072 | 81.9072
|  | MT-225/3K-107S |  |  | MT-225/3D-107S |  |  | Thermal Overload Relay, 85~125A, Metasol MC-185a~225a | [9 empty] | 303.36 | 81.9072 | 81.9072
|  | MT-225/3K-130S |  |  | MT-225/3D-130S |  |  | Thermal Overload Relay, 100~160A, Metasol MC-185a~225a | [9 empty] | 303.36 | 81.9072 | 81.9072
|  | MT-225/3K-153S |  |  | MT-225/3D-153S |  |  | Thermal Overload Relay, 120~185A, Metasol MC-185a~225a | [9 empty] | 303.36 | 81.9072 | 81.9072
|  | MT-225/3K-200S |  |  | MT-225/3D-200S |  |  | Thermal Overload Relay, 160~240A, Metasol MC-185a~225a | [9 empty] | 303.36 | 81.9072 | 81.9072
400AF (3P/4P) |  | MT-400/3K-107S |  |  | MT-400/3D-107S |  |  | Thermal Overload Relay, 85~125A, Metasol MC-265a~400a | [9 empty] | 390 | 105.3 | 105.3
|  | MT-400/3K-130S |  |  | MT-400/3D-130S |  |  | Thermal Overload Relay, 100~160A, Metasol MC-265a~400a | [9 empty] | 390 | 105.3 | 105.3
|  | MT-400/3K-153S |  |  | MT-400/3D-153S |  |  | Thermal Overload Relay, 120~185A, Metasol MC-265a~400a | [9 empty] | 390 | 105.3 | 105.3
|  | MT-400/3K-200S |  |  | MT-400/3D-200S |  |  | Thermal Overload Relay, 160~240A, Metasol MC-265a~400a | [9 empty] | 390 | 105.3 | 105.3
|  | MT-400/3K-265S |  |  | MT-400/3D-265S |  |  | Thermal Overload Relay, 200~330A, Metasol MC-265a~400a | [9 empty] | 390 | 105.3 | 105.3
|  | MT-400/3K-350S |  |  | MT-400/3D-350S |  |  | Thermal Overload Relay, 260~400A, Metasol MC-265a~400a | [9 empty] | 390 | 105.3 | 105.3
800AF (3P/4P) |  | MT-800/3K-265S |  |  | MT-800/3D-265S |  |  | Thermal Overload Relay, 200~330A, Metasol MC-500~800a | [9 empty] | 915 | 247.05 | 247.05
|  | MT-800/3K-350S |  |  | MT-800/3D-350S |  |  | Thermal Overload Relay, 260~400A, Metasol MC-500~800a | [9 empty] | 915 | 247.05 | 247.05
|  | MT-800/3K-515S |  |  | MT-800/3D-515S |  |  | Thermal Overload Relay, 400~630A, Metasol MC-500~800a | [9 empty] | 915 | 247.05 | 247.05
|  | MT-800/3K-660S |  |  | MT-800/3D-660S |  |  | Thermal Overload Relay, 520~800A, Metasol MC-500~800a | [9 empty] | 915 | 247.05 | 247.05
Metasol Thermal Overload Relays (Lug type)
*Lug type overload relays can be directly mounted only to lug type contactors
Contactor Frame size |  | Part# | [5 empty] | Description | [9 empty] | List Price
|  | Tripping Class 10 |  |  | Tripping Class 20
65AF (3P) |  | MT-63/3K-5L | MT-63/3K-5L | MT-63/3K-5L | MT-63/3D-5L | MT-63/3D-5L | MT-63/3D-5L | Thermal Overload Relay, 4~6A, Metasol MC-50a~65a Lug type | [9 empty] | 106.02 | 28.6254 | 28.6254
|  | MT-63/3K-6.5L | MT-63/3K-6.5L | MT-63/3K-6.5L | MT-63/3D-6.5L | MT-63/3D-6.5L | MT-63/3D-6.5L | Thermal Overload Relay, 5~8A, Metasol MC-50a~65a Lug type | [9 empty] | 106.02 | 28.6254 | 28.6254
|  | MT-63/3K-7.5L | MT-63/3K-7.5L | MT-63/3K-7.5L | MT-63/3D-7.5L | MT-63/3D-7.5L | MT-63/3D-7.5L | Thermal Overload Relay, 6~9A, Metasol MC-50a~65a Lug type | [9 empty] | 106.02 | 28.6254 | 28.6254
|  | MT-63/3K-8.5L | MT-63/3K-8.5L | MT-63/3K-8.5L | MT-63/3D-8.5L | MT-63/3D-8.5L | MT-63/3D-8.5L | Thermal Overload Relay, 7~10A, Metasol MC-50a~65a Lug type | [9 empty] | 106.02 | 28.6254 | 28.6254
|  | MT-63/3K-11L | MT-63/3K-11L | MT-63/3K-11L | MT-63/3D-11L | MT-63/3D-11L | MT-63/3D-11L | Thermal Overload Relay, 9~13A, Metasol MC-50a~65a Lug type | [9 empty] | 106.02 | 28.6254 | 28.6254
|  | MT-63/3K-15L | MT-63/3K-15L | MT-63/3K-15L | MT-63/3D-15L | MT-63/3D-15L | MT-63/3D-15L | Thermal Overload Relay, 12~18A, Metasol MC-50a~65a Lug type | [9 empty] | 106.02 | 28.6254 | 28.6254
|  | MT-63/3K-19L | MT-63/3K-19L | MT-63/3K-19L | MT-63/3D-19L | MT-63/3D-19L | MT-63/3D-19L | Thermal Overload Relay, 16~22, Metasol MC-50a~65a Lug type | [9 empty] | 106.02 | 28.6254 | 28.6254
|  | MT-63/3K-21.5L | MT-63/3K-21.5L | MT-63/3K-21.5L | MT-63/3D-21.5L | MT-63/3D-21.5L | MT-63/3D-21.5L | Thermal Overload Relay, 18~25A, Metasol MC-50a~65a Lug type | [9 empty] | 106.02 | 28.6254 | 28.6254
|  | MT-63/3K-30L |  |  | MT-63/3D-30L |  |  | Thermal Overload Relay, 24~36A, Metasol MC-50a~65a Lug type | [9 empty] | 106.02 | 28.6254 | 28.6254
|  | MT-63/3K-34L | MT-63/3K-34L | MT-63/3K-34L | MT-63/3D-34L | MT-63/3D-34L | MT-63/3D-34L | Thermal Overload Relay, 28~40A, Metasol MC-50a~65a Lug type | [9 empty] | 106.02 | 28.6254 | 28.6254
|  | MT-63/3K-42L | MT-63/3K-42L | MT-63/3K-42L | MT-63/3D-42L | MT-63/3D-42L | MT-63/3D-42L | Thermal Overload Relay, 34~50A, Metasol MC-50a~65a Lug type | [9 empty] | 106.02 | 28.6254 | 28.6254
|  | MT-63/3K-55L | MT-63/3K-55L | MT-63/3K-55L | MT-63/3D-55L | MT-63/3D-55L | MT-63/3D-55L | Thermal Overload Relay, 45~65A, Metasol MC-50a~65a Lug type | [9 empty] | 106.02 | 28.6254 | 28.6254
100AF (3P) |  | MT-95/3K-8.5L | MT-95/3K-8.5L | MT-95/3K-8.5L | MT-95/3D-8.5L | MT-95/3D-8.5L | MT-95/3D-8.5L | Thermal Overload Relay, 7~10A, Metasol MC-75a~100a Lug type | [9 empty] | 106.02 | 28.6254 | 28.6254
|  | MT-95/3K-11L | MT-95/3K-11L | MT-95/3K-11L | MT-95/3D-11L | MT-95/3D-11L | MT-95/3D-11L | Thermal Overload Relay, 9~13A, Metasol MC-75a~100a Lug type | [9 empty] | 106.02 | 28.6254 | 28.6254
|  | MT-95/3K-15L | MT-95/3K-15L | MT-95/3K-15L | MT-95/3D-15L | MT-95/3D-15L | MT-95/3D-15L | Thermal Overload Relay, 12~18A, Metasol MC-75a~100a Lug type | [9 empty] | 106.02 | 28.6254 | 28.6254
|  | MT-95/3K-19L | MT-95/3K-19L | MT-95/3K-19L | MT-95/3D-19L | MT-95/3D-19L | MT-95/3D-19L | Thermal Overload Relay,16~22A, Metasol MC-75a~100a Lug type | [9 empty] | 106.02 | 28.6254 | 28.6254
|  | MT-95/3K-21.5L | MT-95/3K-21.5L | MT-95/3K-21.5L | MT-95/3D-21.5L | MT-95/3D-21.5L | MT-95/3D-21.5L | Thermal Overload Relay, 18~25A, Metasol MC-75a~100a Lug type | [9 empty] | 106.02 | 28.6254 | 28.6254
|  | MT-95/3K-30L |  |  | MT-95/3D-30L |  |  | Thermal Overload Relay, 24~36A, Metasol MC-75a~100a Lug type | [9 empty] | 106.02 | 28.6254 | 28.6254
|  | MT-95/3K-34L | MT-95/3K-34L | MT-95/3K-34L | MT-95/3D-34L | MT-95/3D-34L | MT-95/3D-34L | Thermal Overload Relay, 28~40A, Metasol MC-75a~100a Lug type | [9 empty] | 106.02 | 28.6254 | 28.6254
|  | MT-95/3K-42L | MT-95/3K-42L | MT-95/3K-42L | MT-95/3D-42L | MT-95/3D-42L | MT-95/3D-42L | Thermal Overload Relay, 34~50A, Metasol MC-75a~100a Lug type | [9 empty] | 106.02 | 28.6254 | 28.6254
|  | MT-95/3K-55L | MT-95/3K-55L | MT-95/3K-55L | MT-95/3D-55L | MT-95/3D-55L | MT-95/3D-55L | Thermal Overload Relay, 45~65A, Metasol MC-75a~100a Lug type | [9 empty] | 106.02 | 28.6254 | 28.6254
|  | MT-95/3K-65L | MT-95/3K-65L | MT-95/3K-65L | MT-95/3D-65L | MT-95/3D-65L | MT-95/3D-65L | Thermal Overload Relay, 54~75A, Metasol MC-75a~100a Lug type | [9 empty] | 106.02 | 28.6254 | 28.6254
|  | MT-95/3K-74L | MT-95/3K-74L | MT-95/3K-74L | MT-95/3D-74L | MT-95/3D-74L | MT-95/3D-74L | Thermal Overload Relay, 63~85A, Metasol MC-75a~100a Lug type | [9 empty] | 106.02 | 28.6254 | 28.6254
|  | MT-95/3K-83L | MT-95/3K-83L | MT-95/3K-83L | MT-95/3D-83L | MT-95/3D-83L | MT-95/3D-83L | Thermal Overload Relay, 70~95A, Metasol MC-75a~100a Lug type | [9 empty] | 151.28 | 40.8456 | 40.8456
|  | MT-95/3K-90L | MT-95/3K-90L | MT-95/3K-90L | MT-95/3D-90L | MT-95/3D-90L | MT-95/3D-90L | Thermal Overload Relay, 80~100A, Metasol MC-75a~100a Lug type | [9 empty] | 151.28 | 40.8456 | 40.8456
150AF (3P) |  | MT-150/3K-42L | MT-150/3K-42L | MT-150/3K-42L | MT-150/3D-42L | MT-150/3D-42L | MT-150/3D-42L | Thermal Overload Relay, 34~50A, Metasol MC-130a~150a Lug type | [9 empty] | 186 | 50.22 | 50.22
|  | MT-150/3K-55L | MT-150/3K-55L | MT-150/3K-55L | MT-150/3D-55L | MT-150/3D-55L | MT-150/3D-55L | Thermal Overload Relay, 45~65A, Metasol MC-130a~150a Lug type | [9 empty] | 186 | 50.22 | 50.22
|  | MT-150/3K-65L | MT-150/3K-65L | MT-150/3K-65L | MT-150/3D-65L | MT-150/3D-65L | MT-150/3D-65L | Thermal Overload Relay, 54~75A, Metasol MC-130a~150a Lug type | [9 empty] | 186 | 50.22 | 50.22
|  | MT-150/3K-74L | MT-150/3K-74L | MT-150/3K-74L | MT-150/3D-74L | MT-150/3D-74L | MT-150/3D-74L | Thermal Overload Relay, 63~85A, Metasol MC-130a~150a Lug type | [9 empty] | 186 | 50.22 | 50.22
|  | MT-150/3K-93L | MT-150/3K-93L | MT-150/3K-93L | MT-150/3D-93L | MT-150/3D-93L | MT-150/3D-93L | Thermal Overload Relay, 80~105A, Metasol MC-130a~150a Lug type | [9 empty] | 186 | 50.22 | 50.22
|  | MT-150/3K-113L | MT-150/3K-113L | MT-150/3K-113L | MT-150/3D-113L | MT-150/3D-113L | MT-150/3D-113L | Thermal Overload Relay, 95~130A, Metasol MC-130a~150a Lug type | [9 empty] | 186 | 50.22 | 50.22
|  | MT-150/3K-130L | MT-150/3K-130L | MT-150/3K-130L | MT-150/3D-130L | MT-150/3D-130L | MT-150/3D-130L | Thermal Overload Relay, 110~150A, Metasol MC-130a~150a Lug type | [9 empty] | 186 | 50.22 | 50.22
MOTOR PROTECTION RELAYS
Electronic Motor Protection Relays (EMPR), Class 5-30(Adjustable)
*Please specify the Amp. range [ex. GMP22-3P/5A (Sol)]
Part# |  |  | Amp ranges |  | Description | [12 empty] | List Price
GMP22-2P (Sol) |  |  | 0.3-1.5A / 1-5A / 4.4-22A |  | EMPR, Pin type 100~260V, 2CT, Direct mount MC9b~22b | [12 empty] | 139.58 | 37.6866 | 37.6866
GMP22-3P (Sol) |  |  |  |  | EMPR, Pin type 100~260V, 3CT, Direct mount MC9b~22b | [12 empty] | 139.58 | 37.6866 | 37.6866
GMP22-3PR (Sol) |  |  |  |  | EMPR, Pin type 100~260V, 3CT, Reverse phase, Direct mount MC9b~22b | [12 empty] | 139.58 | 37.6866 | 37.6866
GMP22-2S |  |  |  |  | EMPR, Screw type 100~260V, 2CT, Cable connection MC6a~MC22b | [12 empty] | 139.58 | 37.6866 | 37.6866
GMP22-3S |  |  |  |  | EMPR, Screw type 100~260V, 3CT, Cable connection MC6a~MC22b | [12 empty] | 139.58 | 37.6866 | 37.6866
GMP22-3SR |  |  |  |  | EMPR, Screw type 100~260V, 3CT, Reverse phase, Cable connection MC6a~MC22b | [12 empty] | 139.58 | 37.6866 | 37.6866
GMP22-2T |  |  |  |  | EMPR, Tunnel type 100~260V, 2CT, Cable through CT holes MC6a~MC22b | [12 empty] | 139.58 | 37.6866 | 37.6866
GMP22-3T |  |  |  |  | EMPR, Tunnel type 100~260V, 3CT, Cable through CT holes MC6a~MC22b | [12 empty] | 139.58 | 37.6866 | 37.6866
GMP22-3TR |  |  |  |  | EMPR, Tunnel type 100~260V 3CT Reverse phase, Cable thru CT holes MC6a~MC22b | [12 empty] | 139.58 | 37.6866 | 37.6866
GMP40-2P (Sol) |  |  | 4-20A / 8-40A |  | EMPR, Pin type 100~260V, 2CT, Direct mount MC32a~40a | [12 empty] | 158.6 | 42.822 | 42.822
GMP40-3P (Sol) |  |  |  |  | EMPR, Pin type 100~260V, 3CT, Direct mount MC32a~40a | [12 empty] | 158.6 | 42.822 | 42.822
GMP40-3PR (Sol) |  |  |  |  | EMPR, Pin type 100~260V, 3CT, Reverse phase, Direct mount MC32a~40a | [12 empty] | 158.6 | 42.822 | 42.822
GMP40-2S |  |  |  |  | EMPR, Screw type 100~260V, 2CT, Cable connection MC32a~40a | [12 empty] | 158.6 | 42.822 | 42.822
GMP40-3S |  |  |  |  | EMPR, Screw type 100~260V, 3CT, Cable connection MC32a~40a | [12 empty] | 158.6 | 42.822 | 42.822
GMP40-3SR |  |  |  |  | EMPR, Screw type 100~260V, 3CT, Reverse phase, Cable connection MC32a~40a | [12 empty] | 158.6 | 42.822 | 42.822
GMP40-2T |  |  |  |  | EMPR, Tunnel type 100~260V, 2CT, Cable through CT holes MC32a~40a | [12 empty] | 158.6 | 42.822 | 42.822
GMP40-3T |  |  |  |  | EMPR, Tunnel type 100~260V, 3CT, Cable through CT holes MC32a~40a | [12 empty] | 158.6 | 42.822 | 42.822
GMP40-3TR |  |  |  |  | EMPR, Tunnel type 100~260V 3CT Reverse phase, Cable thru CT holes MC32a~40a | [12 empty] | 158.6 | 42.822 | 42.822
GMP80-2S |  |  | 16-80A |  | EMPR, Screw type 100~260V, 2CT, Cable connection MC50a~85a | [12 empty] | 202.95 | 54.7965 | 54.7965
GMP80-3S |  |  |  |  | EMPR, Screw type 100~260V, 3CT, Cable connection MC50a~85a | [12 empty] | 202.95 | 54.7965 | 54.7965
GMP80-3SR |  |  |  |  | EMPR, Screw type 100~260V, 3CT, Reverse phase, Cable connection MC50a~85a | [12 empty] | 202.95 | 54.7965 | 54.7965
EMPR Definite Time Characterristics
*Please specify the Amp. range [ex. GMP-60T/60A]
Part# |  |  | Amp ranges |  | Description | [12 empty] | List Price
GMP-60T |  |  | 0.5-6 / 3-30 / 5-60A |  | EMPR, Tunnel type 180~260V, 2CT, Definite time characteristics, MC6a~65a | [12 empty] | 139.58 | 37.6866 | 37.6866
Digital Motor Protection Relays (DMPR), Class 5-30(Adjustable)
Part# |  |  | Amp range |  | Description | [12 empty] | List Price
DMP-06S | DMP-06S | DMP-06S | 0.5-6A |  | DMPR, Screw type 0.5~6A AC110V, Inverse/Definite type, MC6a | [12 empty] | 533.17 | 143.9559 | 143.9559
DMP-06T | DMP-06T | DMP-06T |  |  | DMPR, Tunnel type 0.5~6A AC110V, Inverse/Definite type, MC6a | Digital Motor Protection Relay, Tunnel type 0.5~6A AC110V | Digital Motor Protection Relay, Tunnel type 0.5~6A AC110V | Digital Motor Protection Relay, Tunnel type 0.5~6A AC110V | Digital Motor Protection Relay, Tunnel type 0.5~6A AC110V | Digital Motor Protection Relay, Tunnel type 0.5~6A AC110V | Digital Motor Protection Relay, Tunnel type 0.5~6A AC110V | Digital Motor Protection Relay, Tunnel type 0.5~6A AC110V | Digital Motor Protection Relay, Tunnel type 0.5~6A AC110V | Digital Motor Protection Relay, Tunnel type 0.5~6A AC110V | Digital Motor Protection Relay, Tunnel type 0.5~6A AC110V | Digital Motor Protection Relay, Tunnel type 0.5~6A AC110V | Digital Motor Protection Relay, Tunnel type 0.5~6A AC110V | 533.17 | 143.9559 | 143.9559
DMP-60S | DMP-60S | DMP-60S | 5-60A |  | DMPR, Screw type 5~60A AC110V, Inverse/Definite type, MC6a~65a | Digital Motor Protection Relay, Screw type 5~60A AC110V | Digital Motor Protection Relay, Screw type 5~60A AC110V | Digital Motor Protection Relay, Screw type 5~60A AC110V | Digital Motor Protection Relay, Screw type 5~60A AC110V | Digital Motor Protection Relay, Screw type 5~60A AC110V | Digital Motor Protection Relay, Screw type 5~60A AC110V | Digital Motor Protection Relay, Screw type 5~60A AC110V | Digital Motor Protection Relay, Screw type 5~60A AC110V | Digital Motor Protection Relay, Screw type 5~60A AC110V | Digital Motor Protection Relay, Screw type 5~60A AC110V | Digital Motor Protection Relay, Screw type 5~60A AC110V | Digital Motor Protection Relay, Screw type 5~60A AC110V | 533.17 | 143.9559 | 143.9559
DMP-60T | DMP-60T | DMP-60T |  |  | DMPR, Tunnel type 5~60A AC110V, Inverse/Definite type, MC6a~65a | Digital Motor Protection Relay, Tunnel type 5~60A AC110V | Digital Motor Protection Relay, Tunnel type 5~60A AC110V | Digital Motor Protection Relay, Tunnel type 5~60A AC110V | Digital Motor Protection Relay, Tunnel type 5~60A AC110V | Digital Motor Protection Relay, Tunnel type 5~60A AC110V | Digital Motor Protection Relay, Tunnel type 5~60A AC110V | Digital Motor Protection Relay, Tunnel type 5~60A AC110V | Digital Motor Protection Relay, Tunnel type 5~60A AC110V | Digital Motor Protection Relay, Tunnel type 5~60A AC110V | Digital Motor Protection Relay, Tunnel type 5~60A AC110V | Digital Motor Protection Relay, Tunnel type 5~60A AC110V | Digital Motor Protection Relay, Tunnel type 5~60A AC110V | 533.17 | 143.9559 | 143.9559
DMP-Cable-1M |  |  |  |  | Extention cable for Digital Motor Protection Relay, 1 meter | Extention cable for Digital Motor Protection Relay, 1 meter | Extention cable for Digital Motor Protection Relay, 1 meter | Extention cable for Digital Motor Protection Relay, 1 meter | Extention cable for Digital Motor Protection Relay, 1 meter | Extention cable for Digital Motor Protection Relay, 1 meter | Extention cable for Digital Motor Protection Relay, 1 meter | Extention cable for Digital Motor Protection Relay, 1 meter | Extention cable for Digital Motor Protection Relay, 1 meter | Extention cable for Digital Motor Protection Relay, 1 meter | Extention cable for Digital Motor Protection Relay, 1 meter | Extention cable for Digital Motor Protection Relay, 1 meter | Extention cable for Digital Motor Protection Relay, 1 meter | 29.69 | 8.0163 | 8.0163
DMP-Cable-2M |  |  |  |  | Extention cable for Digital Motor Protection Relay, 2 meter | Extention cable for Digital Motor Protection Relay, 2 meter | Extention cable for Digital Motor Protection Relay, 2 meter | Extention cable for Digital Motor Protection Relay, 2 meter | Extention cable for Digital Motor Protection Relay, 2 meter | Extention cable for Digital Motor Protection Relay, 2 meter | Extention cable for Digital Motor Protection Relay, 2 meter | Extention cable for Digital Motor Protection Relay, 2 meter | Extention cable for Digital Motor Protection Relay, 2 meter | Extention cable for Digital Motor Protection Relay, 2 meter | Extention cable for Digital Motor Protection Relay, 2 meter | Extention cable for Digital Motor Protection Relay, 2 meter | Extention cable for Digital Motor Protection Relay, 2 meter | 41.48 | 11.1996 | 11.1996
DMP-Cable-3M |  |  |  |  | Extention cable for Digital Motor Protection Relay, 3 meter | Extention cable for Digital Motor Protection Relay, 3 meter | Extention cable for Digital Motor Protection Relay, 3 meter | Extention cable for Digital Motor Protection Relay, 3 meter | Extention cable for Digital Motor Protection Relay, 3 meter | Extention cable for Digital Motor Protection Relay, 3 meter | Extention cable for Digital Motor Protection Relay, 3 meter | Extention cable for Digital Motor Protection Relay, 3 meter | Extention cable for Digital Motor Protection Relay, 3 meter | Extention cable for Digital Motor Protection Relay, 3 meter | Extention cable for Digital Motor Protection Relay, 3 meter | Extention cable for Digital Motor Protection Relay, 3 meter | Extention cable for Digital Motor Protection Relay, 3 meter | 65.28 | 17.6256 | 17.6256
ENCLOSED MOTOR STARTERS
Metasol Enclosure kit (Box with wires only, w/o Contactor & Relay)
Part# |  |  |  |  | Description | [11 empty] | List Price | List Price(Assembled)
MW-EK-22b/M |  |  |  |  | Metasol Plastic enclosure kit for MC9b~22b, NO buttons | [11 empty] | 37.8 |  | 10.206 | 10.206
MW-EK-22b/MB |  |  |  |  | Metasol Plastic enclosure kit w/ push button for MC9b~22b | [11 empty] | 48.51 |  | 13.0977 | 13.0977
MW-EK-22b |  |  |  |  | Metasol Steel enclosure kit for MC9b~22b, NO buttons | [11 empty] | 50.12 |  | 13.5324 | 13.5324
MW-EK-22b/B |  |  |  |  | Metasol Steel enclosure kit w/ push button for MC9b~22b | [11 empty] | 75.32 |  | 20.3364 | 20.3364
MW-EK-40a |  |  |  |  | Metasol Steel enclosure kit for MC32a~40a, NO buttons | [11 empty] | 70.84 |  | 19.1268 | 19.1268
MW-EK-40a/B |  |  |  |  | Metasol Steel enclosure kit w/ push button for MC32a~40a | [11 empty] | 88.48 |  | 23.8896 | 23.8896
MW-EK-65a |  |  |  |  | Metasol Steel enclosure kit for MC50a~65a, NO buttons | [11 empty] | 98.84 |  | 26.6868 | 26.6868
MW-EK-65a/B |  |  |  |  | Metasol Steel enclosure kit w/ push button for MC50a~65a | [11 empty] | 117.04 |  | 31.6008 | 31.6008
MW-EK-100a |  |  |  |  | Metasol Steel enclosure kit for MC75a~100a, NO buttons | [11 empty] | 159.32 |  | 43.0164 | 43.0164
MW-EK-100a/B |  |  |  |  | Metasol Steel enclosure kit w/ push button for MC75a~100a | [11 empty] | 177.03 |  | 47.7981 | 47.7981
Metasol Enclosed Motor Starter (Plastic)
SEE *MW-9b* TAB - Will be updated soon...
Metasol Enclosed Motor Starter (Steel)
Will be updated soon…
ACCESSORIES FOR CONTACTORS
AUXILIARY CONTACT UNIT
Part# | Part# | Part# | Part# | Description | [13 empty] | List Price
UA-1-11 | UA-1-11 | UA-1-11 | UA-1-11 | Auxiliary Contact, 1NO/1NC, 2 pole for Side Mount, MC-6a~150a, MC-6a/4~18a/4 | [13 empty] | 12.16 | 3.2832 | 3.2832
UA-2-20 | UA-2-20 | UA-2-20 | UA-2-20 | Auxiliary Contact, 2NO, 2 pole for Front Mount, MC-6a~150a | [13 empty] | 12.64 | 3.4128 | 3.4128
UA-2-11 | UA-2-11 | UA-2-11 | UA-2-11 | Auxiliary Contact, 1NO/1NC, 2 pole for Front Mount, MC-6a~150a | [13 empty] | 12.64 | 3.4128 | 3.4128
UA-2-02 | UA-2-02 | UA-2-02 | UA-2-02 | Auxiliary Contact, 2NC, 2 pole for Front Mount, MC-6a~150a | [13 empty] | 12.64 | 3.4128 | 3.4128
UA-4-40 | UA-4-40 | UA-4-40 | UA-4-40 | Auxiliary Contact, 4NO, 4 pole for Front Mount, MC-6a~150a | [13 empty] | 25.53 | 6.8931 | 6.8931
UA-4-31 | UA-4-31 | UA-4-31 | UA-4-31 | Auxiliary Contact, 3NO/1NC, 4 pole for Front Mount, MC-6a~150a | [13 empty] | 25.53 | 6.8931 | 6.8931
UA-4-22 | UA-4-22 | UA-4-22 | UA-4-22 | Auxiliary Contact, 2NO/2NC, 4 pole for Front Mount, MC-6a~150a | [13 empty] | 25.53 | 6.8931 | 6.8931
UA-4-13 | UA-4-13 | UA-4-13 | UA-4-13 | Auxiliary Contact, 1NO/3NC, 4 pole for Front Mount, MC-6a~150a | [13 empty] | 25.53 | 6.8931 | 6.8931
UA-4-04 | UA-4-04 | UA-4-04 | UA-4-04 | Auxiliary Contact, 4NC, 4 pole for Front Mount, MC-6a~150a | [13 empty] | 25.53 | 6.8931 | 6.8931
AU-100-11 | AU-100-11 | AU-100-11 | AU-100-11 | Auxiliary Contact, 1NO/1NC, 2 pole for Side Mount, MC-185a~800a, MC-100a/4~800a/4 | [13 empty] | 12.64 | 3.4128 | 3.4128
AU-100E-11 | AU-100-11 | AU-100-11 | AU-100-11 | Auxiliary Contact for Microcurrent, 1NO/1NC, 2 pole, Side, MC-185a~800a, MC-100a/4~800a/4 | [13 empty] | 12.64 | 3.4128 | 3.4128
AU-1-11 | UA-1-11 | UA-1-11 | UA-1-11 | Auxiliary Contact , 1NO/1NC, 2 pole for Side Mount, MC-22a/4~85a/4 | [13 empty] | 12.16 | 3.2832 | 3.2832
INTERLOCK UNIT
Part# | Part# | Part# | Part# | Description | [13 empty] | List Price
UR-02 |  |  |  | Mechanical interlock unit for MC-6a ~150a & MC-6a/4~18a/4 | [13 empty] | 20.63 | 5.5701 | 5.5701
AR-180 |  |  |  | Mechanical interlock unit for MC-180a~400a & MC-100a/4~400a/4 | [13 empty] | 41.09 | 11.0943 | 11.0943
AR-600 |  |  |  | Mechanical interlock unit for MC-500a~800a & MC-500a/4~800a/4 | [13 empty] | 590.53 | 159.4431 | 159.4431
AR-9 |  |  |  | Mechanical interlock unit for MC-22a/4~85a/4 | [13 empty] | 20.54 | 5.5458 | 5.5458
WIRING UNIT
Part# | Part# | Part# | Part# | Description | [13 empty] | List Price
UW-18 |  |  |  | Wire kit for making reversing circuit for MC6a~18a | [13 empty] | 18.55 | 5.0085 | 5.0085
UW-22 |  |  |  | Wire kit for making reversing circuit for MC9b~22b | [13 empty] | 19.53 | 5.2731 | 5.2731
UW-32 |  |  |  | Wire kit for making reversing circuit for MC32a~40a & MC9-32 | [13 empty] | 20.12 | 5.4324 | 5.4324
UW-63 |  |  |  | Wire kit for making reversing circuit for MC50a~65a & MC35-63 | [13 empty] | 32.34 | 8.7318 | 8.7318
UW-95 |  |  |  | Wire kit for making reversing circuit for MC75a~100a & MC65-95 | [13 empty] | 59.15 | 15.9705 | 15.9705
SURGE UNIT
Part# | Part# | Part# | Part# | Description | [13 empty] | List Price
US-1 |  |  |  | Surge Unit for MC-6a~150a, AC24-48V, Varistor+RC | [13 empty] | 14.45 | 3.9015 | 3.9015
US-2 |  |  |  | Surge Unit for MC-6a~150a, AC100-125V, Varistor+RC | [13 empty] | 14.45 | 3.9015 | 3.9015
US-3 |  |  |  | Surge Unit for MC-6a~150a, AC200-240V, Varistor+RC | [13 empty] | 14.45 | 3.9015 | 3.9015
US-4 |  |  |  | Surge Unit for MC-6a~150a, DC24-48V, Varistor+RC | [13 empty] | 14.45 | 3.9015 | 3.9015
US-5 |  |  |  | Surge Unit for MC-6a~150a, DC100-125V, Varistor+RC | [13 empty] | 14.45 | 3.9015 | 3.9015
US-6 |  |  |  | Surge Unit for MC-6a~150a, DC200-220V, Varistor+RC | [13 empty] | 14.45 | 3.9015 | 3.9015
US-11 |  |  |  | Surge Unit for MC-6a~150a, ACDC24-48V, Varistor | [13 empty] | 10.31 | 2.7837 | 2.7837
US-12 |  |  |  | Surge Unit for MC-6a~150a, ACDC100-125V, Varistor | [13 empty] | 10.31 | 2.7837 | 2.7837
US-13 |  |  |  | Surge Unit for MC-6a~150a, ACDC200-240V, Varistor | [13 empty] | 10.31 | 2.7837 | 2.7837
US-14 |  |  |  | Surge Unit for MC-6a~150a, AC380-440V, Varistor | [13 empty] | 10.31 | 2.7837 | 2.7837
US-22 |  |  |  | Surge Unit for MC-6a~150a, AC100-125V, RC | [13 empty] | 10.31 | 2.7837 | 2.7837
LUG TERMINAL
Part# | Part# | Part# | Part# | Description | [13 empty] | List Price
AJ-220 |  |  |  | Lug Terminal Set (3 pcs) for MC-185a~225a | [13 empty] | 83.35 | 22.5045 | 22.5045
AJ-400 |  |  |  | Lug Terminal Set (3 pcs) for MC-265a~400a | [13 empty] | 166.7 | 45.009 | 45.009
AJ-800 |  |  |  | Lug Terminal Set (3 pcs) for MC-500a~800a | [13 empty] | 312.56 | 84.3912 | 84.3912
MECHANICAL LATCH UNIT
Part# | Part# | Part# | Part# | Description | [13 empty] | List Price
ML-65 |  |  |  | Mechanical Latch Unit, MC-6a~65a | Mechanical Latch Unit, MC-6a~65a | Mechanical Latch Unit, MC-6a~65a | Mechanical Latch Unit, MC-6a~65a | Mechanical Latch Unit, MC-6a~65a | Mechanical Latch Unit, MC-6a~65a | Mechanical Latch Unit, MC-6a~65a | Mechanical Latch Unit, MC-6a~65a | Mechanical Latch Unit, MC-6a~65a | Mechanical Latch Unit, MC-6a~65a | Mechanical Latch Unit, MC-6a~65a | Mechanical Latch Unit, MC-6a~65a | Mechanical Latch Unit, MC-6a~65a | Mechanical Latch Unit, MC-6a~65a | 65.72 | 17.7444 | 17.7444
ML-150 |  |  |  | Mechanical Latch Unit, MC-75a~150a | Mechanical Latch Unit, MC-75a~150a | Mechanical Latch Unit, MC-75a~150a | Mechanical Latch Unit, MC-75a~150a | Mechanical Latch Unit, MC-75a~150a | Mechanical Latch Unit, MC-75a~150a | Mechanical Latch Unit, MC-75a~150a | Mechanical Latch Unit, MC-75a~150a | Mechanical Latch Unit, MC-75a~150a | Mechanical Latch Unit, MC-75a~150a | Mechanical Latch Unit, MC-75a~150a | Mechanical Latch Unit, MC-75a~150a | Mechanical Latch Unit, MC-75a~150a | Mechanical Latch Unit, MC-75a~150a | 65.72 | 17.7444 | 17.7444
AL-220 |  |  |  | Mechanical Latch Unit, MC-185a~225a | Mechanical Latch Unit, MC-185a~225a | Mechanical Latch Unit, MC-185a~225a | Mechanical Latch Unit, MC-185a~225a | Mechanical Latch Unit, MC-185a~225a | Mechanical Latch Unit, MC-185a~225a | Mechanical Latch Unit, MC-185a~225a | Mechanical Latch Unit, MC-185a~225a | Mechanical Latch Unit, MC-185a~225a | Mechanical Latch Unit, MC-185a~225a | Mechanical Latch Unit, MC-185a~225a | Mechanical Latch Unit, MC-185a~225a | Mechanical Latch Unit, MC-185a~225a | Mechanical Latch Unit, MC-185a~225a | 259.83 | 70.1541 | 70.1541
AL-400 |  |  |  | Mechanical Latch Unit, MC-265a~400a | Mechanical Latch Unit, MC-265a~400a | Mechanical Latch Unit, MC-265a~400a | Mechanical Latch Unit, MC-265a~400a | Mechanical Latch Unit, MC-265a~400a | Mechanical Latch Unit, MC-265a~400a | Mechanical Latch Unit, MC-265a~400a | Mechanical Latch Unit, MC-265a~400a | Mechanical Latch Unit, MC-265a~400a | Mechanical Latch Unit, MC-265a~400a | Mechanical Latch Unit, MC-265a~400a | Mechanical Latch Unit, MC-265a~400a | Mechanical Latch Unit, MC-265a~400a | Mechanical Latch Unit, MC-265a~400a | 273.64 | 73.8828 | 73.8828
TIMER UNIT
Part# | Part# | Part# | Part# | Description | [13 empty] | List Price
UT-1F | UT-1F | UT-1F | UT-1F | Electronic Timer, Off delay 1~30sec AC/DC24-48V, MC6a~150a | Electronic Timer, Off delay 1~30sec AC/DC24-48V, MC6a~150a | Electronic Timer, Off delay 1~30sec AC/DC24-48V, MC6a~150a | Electronic Timer, Off delay 1~30sec AC/DC24-48V, MC6a~150a | Electronic Timer, Off delay 1~30sec AC/DC24-48V, MC6a~150a | Electronic Timer, Off delay 1~30sec AC/DC24-48V, MC6a~150a | Electronic Timer, Off delay 1~30sec AC/DC24-48V, MC6a~150a | Electronic Timer, Off delay 1~30sec AC/DC24-48V, MC6a~150a | Electronic Timer, Off delay 1~30sec AC/DC24-48V, MC6a~150a | Electronic Timer, Off delay 1~30sec AC/DC24-48V, MC6a~150a | Electronic Timer, Off delay 1~30sec AC/DC24-48V, MC6a~150a | Electronic Timer, Off delay 1~30sec AC/DC24-48V, MC6a~150a | Electronic Timer, Off delay 1~30sec AC/DC24-48V, MC6a~150a | Electronic Timer, Off delay 1~30sec AC/DC24-48V, MC6a~150a | 77.18 | 20.8386 | 20.8386
UT-2F | UT-2F | UT-2F | UT-2F | Electronic Timer, Off delay 1~30sec AC/DC110-220V, MC6a~150a | Electronic Timer, Off delay 1~30sec AC/DC110-220V, MC6a~150a | Electronic Timer, Off delay 1~30sec AC/DC110-220V, MC6a~150a | Electronic Timer, Off delay 1~30sec AC/DC110-220V, MC6a~150a | Electronic Timer, Off delay 1~30sec AC/DC110-220V, MC6a~150a | Electronic Timer, Off delay 1~30sec AC/DC110-220V, MC6a~150a | Electronic Timer, Off delay 1~30sec AC/DC110-220V, MC6a~150a | Electronic Timer, Off delay 1~30sec AC/DC110-220V, MC6a~150a | Electronic Timer, Off delay 1~30sec AC/DC110-220V, MC6a~150a | Electronic Timer, Off delay 1~30sec AC/DC110-220V, MC6a~150a | Electronic Timer, Off delay 1~30sec AC/DC110-220V, MC6a~150a | Electronic Timer, Off delay 1~30sec AC/DC110-220V, MC6a~150a | Electronic Timer, Off delay 1~30sec AC/DC110-220V, MC6a~150a | Electronic Timer, Off delay 1~30sec AC/DC110-220V, MC6a~150a | 77.18 | 20.8386 | 20.8386
UT-1N | UT-1N | UT-1N | UT-1N | Electronic Timer, On delay 1~30sec AC/DC24-48V, MC6a~150a | Electronic Timer, On delay 1~30sec AC/DC24-48V, MC6a~150a | Electronic Timer, On delay 1~30sec AC/DC24-48V, MC6a~150a | Electronic Timer, On delay 1~30sec AC/DC24-48V, MC6a~150a | Electronic Timer, On delay 1~30sec AC/DC24-48V, MC6a~150a | Electronic Timer, On delay 1~30sec AC/DC24-48V, MC6a~150a | Electronic Timer, On delay 1~30sec AC/DC24-48V, MC6a~150a | Electronic Timer, On delay 1~30sec AC/DC24-48V, MC6a~150a | Electronic Timer, On delay 1~30sec AC/DC24-48V, MC6a~150a | Electronic Timer, On delay 1~30sec AC/DC24-48V, MC6a~150a | Electronic Timer, On delay 1~30sec AC/DC24-48V, MC6a~150a | Electronic Timer, On delay 1~30sec AC/DC24-48V, MC6a~150a | Electronic Timer, On delay 1~30sec AC/DC24-48V, MC6a~150a | Electronic Timer, On delay 1~30sec AC/DC24-48V, MC6a~150a | 77.18 | 20.8386 | 20.8386
UT-2N | UT-2N | UT-2N | UT-2N | Electronic Timer, On delay 1~30sec AC/DC110-220V, MC6a~150a | Electronic Timer, On delay 1~30sec AC/DC110-220V, MC6a~150a | Electronic Timer, On delay 1~30sec AC/DC110-220V, MC6a~150a | Electronic Timer, On delay 1~30sec AC/DC110-220V, MC6a~150a | Electronic Timer, On delay 1~30sec AC/DC110-220V, MC6a~150a | Electronic Timer, On delay 1~30sec AC/DC110-220V, MC6a~150a | Electronic Timer, On delay 1~30sec AC/DC110-220V, MC6a~150a | Electronic Timer, On delay 1~30sec AC/DC110-220V, MC6a~150a | Electronic Timer, On delay 1~30sec AC/DC110-220V, MC6a~150a | Electronic Timer, On delay 1~30sec AC/DC110-220V, MC6a~150a | Electronic Timer, On delay 1~30sec AC/DC110-220V, MC6a~150a | Electronic Timer, On delay 1~30sec AC/DC110-220V, MC6a~150a | Electronic Timer, On delay 1~30sec AC/DC110-220V, MC6a~150a | Electronic Timer, On delay 1~30sec AC/DC110-220V, MC6a~150a | 77.18 | 20.8386 | 20.8386
INSULATION BARRIER UNIT
Part# | Part# | Part# | Part# | Description | [13 empty] | List Price
AI-180 | AI-180 | AI-180 | AI-180 | Insulation barrier units (4 pcs) for MC-185a~400a | Insulation barrier units (4 pcs) for MC-185a~400a | Insulation barrier units (4 pcs) for MC-185a~400a | Insulation barrier units (4 pcs) for MC-185a~400a | Insulation barrier units (4 pcs) for MC-185a~400a | Insulation barrier units (4 pcs) for MC-185a~400a | Insulation barrier units (4 pcs) for MC-185a~400a | Insulation barrier units (4 pcs) for MC-185a~400a | Insulation barrier units (4 pcs) for MC-185a~400a | Insulation barrier units (4 pcs) for MC-185a~400a | Insulation barrier units (4 pcs) for MC-185a~400a | Insulation barrier units (4 pcs) for MC-185a~400a | Insulation barrier units (4 pcs) for MC-185a~400a | Insulation barrier units (4 pcs) for MC-185a~400a | 6.82 | 1.8414 | 1.8414
AI-600 | AI-600 | AI-600 | AI-600 | Insulation barrier units (4 pcs) for MC-500a~800a | Insulation barrier units (4 pcs) for MC-500a~800a | Insulation barrier units (4 pcs) for MC-500a~800a | Insulation barrier units (4 pcs) for MC-500a~800a | Insulation barrier units (4 pcs) for MC-500a~800a | Insulation barrier units (4 pcs) for MC-500a~800a | Insulation barrier units (4 pcs) for MC-500a~800a | Insulation barrier units (4 pcs) for MC-500a~800a | Insulation barrier units (4 pcs) for MC-500a~800a | Insulation barrier units (4 pcs) for MC-500a~800a | Insulation barrier units (4 pcs) for MC-500a~800a | Insulation barrier units (4 pcs) for MC-500a~800a | Insulation barrier units (4 pcs) for MC-500a~800a | Insulation barrier units (4 pcs) for MC-500a~800a | 6.82 | 1.8414 | 1.8414
CAPACITOR UNIT
Part# | Part# | Part# | Part# | Description | [13 empty] | List Price
AC-9 | AC-9 | AC-9 | AC-9 | Capacitor unit, reduce the high inrush current, for MC-6a~40a | Capacitor unit for MC-6a~40a | Capacitor unit for MC-6a~40a | Capacitor unit for MC-6a~40a | Capacitor unit for MC-6a~40a | Capacitor unit for MC-6a~40a | Capacitor unit for MC-6a~40a | Capacitor unit for MC-6a~40a | Capacitor unit for MC-6a~40a | Capacitor unit for MC-6a~40a | Capacitor unit for MC-6a~40a | Capacitor unit for MC-6a~40a | Capacitor unit for MC-6a~40a | Capacitor unit for MC-6a~40a | 37.11 | 10.0197 | 10.0197
AC-50 | AC-50 | AC-50 | AC-50 | Capacitor unit, reduce the high inrush current, for MC-50a~100a | Capacitor unit for MC-50a~100a | Capacitor unit for MC-50a~100a | Capacitor unit for MC-50a~100a | Capacitor unit for MC-50a~100a | Capacitor unit for MC-50a~100a | Capacitor unit for MC-50a~100a | Capacitor unit for MC-50a~100a | Capacitor unit for MC-50a~100a | Capacitor unit for MC-50a~100a | Capacitor unit for MC-50a~100a | Capacitor unit for MC-50a~100a | Capacitor unit for MC-50a~100a | Capacitor unit for MC-50a~100a | 47.23 | 12.7521 | 12.7521
DELAYED OPENING DEVICE
Part# | Part# | Part# | Part# | Description | [13 empty] | List Price
AD-9 | AD-9 | AD-9 | AD-9 | Delayed opening devices for MC6a~40a | Delayed opening devices for MC6a~40a | Delayed opening devices for MC6a~40a | Delayed opening devices for MC6a~40a | Delayed opening devices for MC6a~40a | Delayed opening devices for MC6a~40a | Delayed opening devices for MC6a~40a | Delayed opening devices for MC6a~40a | Delayed opening devices for MC6a~40a | Delayed opening devices for MC6a~40a | Delayed opening devices for MC6a~40a | Delayed opening devices for MC6a~40a | Delayed opening devices for MC6a~40a | Delayed opening devices for MC6a~40a | 180.7 | 48.789 | 48.789
AD-50 | AD-50 | AD-50 | AD-50 | Delayed opening devices for MC50a~100a | Delayed opening devices for MC50a~100a | Delayed opening devices for MC50a~100a | Delayed opening devices for MC50a~100a | Delayed opening devices for MC50a~100a | Delayed opening devices for MC50a~100a | Delayed opening devices for MC50a~100a | Delayed opening devices for MC50a~100a | Delayed opening devices for MC50a~100a | Delayed opening devices for MC50a~100a | Delayed opening devices for MC50a~100a | Delayed opening devices for MC50a~100a | Delayed opening devices for MC50a~100a | Delayed opening devices for MC50a~100a | 180.7 | 48.789 | 48.789
AD-100 | AD-100 | AD-100 | AD-100 | Delayed opening devices for MC185a~225a | Delayed opening devices for MC185a~225a | Delayed opening devices for MC185a~225a | Delayed opening devices for MC185a~225a | Delayed opening devices for MC185a~225a | Delayed opening devices for MC185a~225a | Delayed opening devices for MC185a~225a | Delayed opening devices for MC185a~225a | Delayed opening devices for MC185a~225a | Delayed opening devices for MC185a~225a | Delayed opening devices for MC185a~225a | Delayed opening devices for MC185a~225a | Delayed opening devices for MC185a~225a | Delayed opening devices for MC185a~225a | 240.5 | 64.935 | 64.935
AD-300 | AD-300 | AD-300 | AD-300 | Delayed opening devices for MC265a~400a | Delayed opening devices for MC265a~400a | Delayed opening devices for MC265a~400a | Delayed opening devices for MC265a~400a | Delayed opening devices for MC265a~400a | Delayed opening devices for MC265a~400a | Delayed opening devices for MC265a~400a | Delayed opening devices for MC265a~400a | Delayed opening devices for MC265a~400a | Delayed opening devices for MC265a~400a | Delayed opening devices for MC265a~400a | Delayed opening devices for MC265a~400a | Delayed opening devices for MC265a~400a | Delayed opening devices for MC265a~400a | 240.5 | 64.935 | 64.935
AD-600 | AD-600 | AD-600 | AD-600 | Delayed opening devices for MC500a~800a | Delayed opening devices for MC500a~800a | Delayed opening devices for MC500a~800a | Delayed opening devices for MC500a~800a | Delayed opening devices for MC500a~800a | Delayed opening devices for MC500a~800a | Delayed opening devices for MC500a~800a | Delayed opening devices for MC500a~800a | Delayed opening devices for MC500a~800a | Delayed opening devices for MC500a~800a | Delayed opening devices for MC500a~800a | Delayed opening devices for MC500a~800a | Delayed opening devices for MC500a~800a | Delayed opening devices for MC500a~800a | 260.65 | 70.3755 | 70.3755
REVERSING BASE PLATE
Part# | Part# | Part# | Part# | Description | [13 empty] | List Price
RBP-180/220 | RBP-180/220 | RBP-180/220 | RBP-180/220 | Base Plate Interlock for Reversing Contactor, MC-185a/225a (3pole) | Base Plate Interlock for Reversing Contactor, MC-185a/225a (3pole) | Base Plate Interlock for Reversing Contactor, MC-185a/225a (3pole) | Base Plate Interlock for Reversing Contactor, MC-185a/225a (3pole) | Base Plate Interlock for Reversing Contactor, MC-185a/225a (3pole) | Base Plate Interlock for Reversing Contactor, MC-185a/225a (3pole) | Base Plate Interlock for Reversing Contactor, MC-185a/225a (3pole) | Base Plate Interlock for Reversing Contactor, MC-185a/225a (3pole) | Base Plate Interlock for Reversing Contactor, MC-185a/225a (3pole) | Base Plate Interlock for Reversing Contactor, MC-185a/225a (3pole) | Base Plate Interlock for Reversing Contactor, MC-185a/225a (3pole) | Base Plate Interlock for Reversing Contactor, MC-185a/225a (3pole) | Base Plate Interlock for Reversing Contactor, MC-185a/225a (3pole) | Base Plate Interlock for Reversing Contactor, MC-185a/225a (3pole) | 71.23 | 19.2321 | 19.2321
RBP-300/400 | RBP-300/400 | RBP-300/400 | RBP-300/400 | Base Plate Interlock for Reversing Contactor, MC265a~400a (3pole) | Base Plate Interlock for Reversing Contactor, MC265a~400a (3pole) | Base Plate Interlock for Reversing Contactor, MC265a~400a (3pole) | Base Plate Interlock for Reversing Contactor, MC265a~400a (3pole) | Base Plate Interlock for Reversing Contactor, MC265a~400a (3pole) | Base Plate Interlock for Reversing Contactor, MC265a~400a (3pole) | Base Plate Interlock for Reversing Contactor, MC265a~400a (3pole) | Base Plate Interlock for Reversing Contactor, MC265a~400a (3pole) | Base Plate Interlock for Reversing Contactor, MC265a~400a (3pole) | Base Plate Interlock for Reversing Contactor, MC265a~400a (3pole) | Base Plate Interlock for Reversing Contactor, MC265a~400a (3pole) | Base Plate Interlock for Reversing Contactor, MC265a~400a (3pole) | Base Plate Interlock for Reversing Contactor, MC265a~400a (3pole) | Base Plate Interlock for Reversing Contactor, MC265a~400a (3pole) | 96.69 | 26.1063 | 26.1063
TERMINAL COVER UNIT
Part# | Part# | Part# | Part# | Description | [13 empty] | List Price
AP220 | AP220 | AP220 | AP220 | Terminal cover units for MC-185a, 225a prevents the inadvertent opening, 2 pcs included | Terminal cover units for MC-185a, 225a(225AF) prevents the inadvertent opening | Terminal cover units for MC-185a, 225a(225AF) prevents the inadvertent opening | Terminal cover units for MC-185a, 225a(225AF) prevents the inadvertent opening | Terminal cover units for MC-185a, 225a(225AF) prevents the inadvertent opening | Terminal cover units for MC-185a, 225a(225AF) prevents the inadvertent opening | Terminal cover units for MC-185a, 225a(225AF) prevents the inadvertent opening | Terminal cover units for MC-185a, 225a(225AF) prevents the inadvertent opening | Terminal cover units for MC-185a, 225a(225AF) prevents the inadvertent opening | Terminal cover units for MC-185a, 225a(225AF) prevents the inadvertent opening | Terminal cover units for MC-185a, 225a(225AF) prevents the inadvertent opening | Terminal cover units for MC-185a, 225a(225AF) prevents the inadvertent opening | Terminal cover units for MC-185a, 225a(225AF) prevents the inadvertent opening | Terminal cover units for MC-185a, 225a(225AF) prevents the inadvertent opening | 18.89 | 5.1003 | 5.1003
AP400 | AP400 | AP400 | AP400 | Terminal cover units for MC-265a, 330a, 400a prevents the inadvertent opening, 2 pcs incl. | Terminal cover units for MC-265a, 330a, 400a(400AF) prevents the inadvertent opening | Terminal cover units for MC-265a, 330a, 400a(400AF) prevents the inadvertent opening | Terminal cover units for MC-265a, 330a, 400a(400AF) prevents the inadvertent opening | Terminal cover units for MC-265a, 330a, 400a(400AF) prevents the inadvertent opening | Terminal cover units for MC-265a, 330a, 400a(400AF) prevents the inadvertent opening | Terminal cover units for MC-265a, 330a, 400a(400AF) prevents the inadvertent opening | Terminal cover units for MC-265a, 330a, 400a(400AF) prevents the inadvertent opening | Terminal cover units for MC-265a, 330a, 400a(400AF) prevents the inadvertent opening | Terminal cover units for MC-265a, 330a, 400a(400AF) prevents the inadvertent opening | Terminal cover units for MC-265a, 330a, 400a(400AF) prevents the inadvertent opening | Terminal cover units for MC-265a, 330a, 400a(400AF) prevents the inadvertent opening | Terminal cover units for MC-265a, 330a, 400a(400AF) prevents the inadvertent opening | Terminal cover units for MC-265a, 330a, 400a(400AF) prevents the inadvertent opening | 20.91 | 5.6457 | 5.6457
AP800 | AP800 | AP800 | AP800 | Terminal cover units for MC-500a, 630a, 800a prevents the inadvertent opening, 2 pcs incl. | Terminal cover units for MC-500a, 630a, 800a(800AF) prevents the inadvertent opening | Terminal cover units for MC-500a, 630a, 800a(800AF) prevents the inadvertent opening | Terminal cover units for MC-500a, 630a, 800a(800AF) prevents the inadvertent opening | Terminal cover units for MC-500a, 630a, 800a(800AF) prevents the inadvertent opening | Terminal cover units for MC-500a, 630a, 800a(800AF) prevents the inadvertent opening | Terminal cover units for MC-500a, 630a, 800a(800AF) prevents the inadvertent opening | Terminal cover units for MC-500a, 630a, 800a(800AF) prevents the inadvertent opening | Terminal cover units for MC-500a, 630a, 800a(800AF) prevents the inadvertent opening | Terminal cover units for MC-500a, 630a, 800a(800AF) prevents the inadvertent opening | Terminal cover units for MC-500a, 630a, 800a(800AF) prevents the inadvertent opening | Terminal cover units for MC-500a, 630a, 800a(800AF) prevents the inadvertent opening | Terminal cover units for MC-500a, 630a, 800a(800AF) prevents the inadvertent opening | Terminal cover units for MC-500a, 630a, 800a(800AF) prevents the inadvertent opening | 41.81 | 11.2887 | 11.2887
REPLACEMENT COILS (3 Pole)
*Please specify the coil voltage
Part# | Part# | Part# | Part# | Description | [13 empty] | List Price
Coil-C1-AC | Coil-C1-AC | Coil-C1-AC | Coil-C1-AC | Replacement AC coil for MC6a~18a, MC9b~22b, & MC6a/4~18a/4 | Replacement AC coil for MC6a~18a, MC9b~22b, & MC6a/4~18a/4 | Replacement AC coil for MC6a~18a, MC9b~22b, & MC6a/4~18a/4 | Replacement AC coil for MC6a~18a, MC9b~22b, & MC6a/4~18a/4 | Replacement AC coil for MC6a~18a, MC9b~22b, & MC6a/4~18a/4 | Replacement AC coil for MC6a~18a, MC9b~22b, & MC6a/4~18a/4 | Replacement AC coil for MC6a~18a, MC9b~22b, & MC6a/4~18a/4 | Replacement AC coil for MC6a~18a, MC9b~22b, & MC6a/4~18a/4 | Replacement AC coil for MC6a~18a, MC9b~22b, & MC6a/4~18a/4 | Replacement AC coil for MC6a~18a, MC9b~22b, & MC6a/4~18a/4 | Replacement AC coil for MC6a~18a, MC9b~22b, & MC6a/4~18a/4 | Replacement AC coil for MC6a~18a, MC9b~22b, & MC6a/4~18a/4 | Replacement AC coil for MC6a~18a, MC9b~22b, & MC6a/4~18a/4 | Replacement AC coil for MC6a~18a, MC9b~22b, & MC6a/4~18a/4 | 19.86 | 5.3622 | 5.3622
Coil-C1-DC | Coil-C1-DC | Coil-C1-DC | Coil-C1-DC | Replacement DC coil for MC6a~18a, MC9b~22b, & MC6a/4~18a/4 | Replacement DC coil for MC6a~18a, MC9b~22b, & MC6a/4~18a/4 | Replacement DC coil for MC6a~18a, MC9b~22b, & MC6a/4~18a/4 | Replacement DC coil for MC6a~18a, MC9b~22b, & MC6a/4~18a/4 | Replacement DC coil for MC6a~18a, MC9b~22b, & MC6a/4~18a/4 | Replacement DC coil for MC6a~18a, MC9b~22b, & MC6a/4~18a/4 | Replacement DC coil for MC6a~18a, MC9b~22b, & MC6a/4~18a/4 | Replacement DC coil for MC6a~18a, MC9b~22b, & MC6a/4~18a/4 | Replacement DC coil for MC6a~18a, MC9b~22b, & MC6a/4~18a/4 | Replacement DC coil for MC6a~18a, MC9b~22b, & MC6a/4~18a/4 | Replacement DC coil for MC6a~18a, MC9b~22b, & MC6a/4~18a/4 | Replacement DC coil for MC6a~18a, MC9b~22b, & MC6a/4~18a/4 | Replacement DC coil for MC6a~18a, MC9b~22b, & MC6a/4~18a/4 | Replacement DC coil for MC6a~18a, MC9b~22b, & MC6a/4~18a/4 | 26.9 | 7.263 | 7.263
Coil-C2-AC | Coil-C2-AC | Coil-C2-AC | Coil-C2-AC | Replacement AC coil for MC32a~40a | Replacement AC coil for MC32a~40a | Replacement AC coil for MC32a~40a | Replacement AC coil for MC32a~40a | Replacement AC coil for MC32a~40a | Replacement AC coil for MC32a~40a | Replacement AC coil for MC32a~40a | Replacement AC coil for MC32a~40a | Replacement AC coil for MC32a~40a | Replacement AC coil for MC32a~40a | Replacement AC coil for MC32a~40a | Replacement AC coil for MC32a~40a | Replacement AC coil for MC32a~40a | Replacement AC coil for MC32a~40a | 22.54 | 6.0858 | 6.0858
Coil-C2-DC | Coil-C2-DC | Coil-C2-DC | Coil-C2-DC | Replacement DC coil for MC32a~40a | Replacement DC coil for MC32a~40a | Replacement DC coil for MC32a~40a | Replacement DC coil for MC32a~40a | Replacement DC coil for MC32a~40a | Replacement DC coil for MC32a~40a | Replacement DC coil for MC32a~40a | Replacement DC coil for MC32a~40a | Replacement DC coil for MC32a~40a | Replacement DC coil for MC32a~40a | Replacement DC coil for MC32a~40a | Replacement DC coil for MC32a~40a | Replacement DC coil for MC32a~40a | Replacement DC coil for MC32a~40a | 29.28 | 7.9056 | 7.9056
Coil-C3-AC | Coil-C3-AC | Coil-C3-AC | Coil-C3-AC | Replacement AC coil for MC50a~65a | Replacement AC coil for MC50a~65a | Replacement AC coil for MC50a~65a | Replacement AC coil for MC50a~65a | Replacement AC coil for MC50a~65a | Replacement AC coil for MC50a~65a | Replacement AC coil for MC50a~65a | Replacement AC coil for MC50a~65a | Replacement AC coil for MC50a~65a | Replacement AC coil for MC50a~65a | Replacement AC coil for MC50a~65a | Replacement AC coil for MC50a~65a | Replacement AC coil for MC50a~65a | Replacement AC coil for MC50a~65a | 28.2 | 7.614 | 7.614
Coil-C3-DC | Coil-C3-DC | Coil-C3-DC | Coil-C3-DC | Replacement DC coil for MC50a~65a | Replacement DC coil for MC50a~65a | Replacement DC coil for MC50a~65a | Replacement DC coil for MC50a~65a | Replacement DC coil for MC50a~65a | Replacement DC coil for MC50a~65a | Replacement DC coil for MC50a~65a | Replacement DC coil for MC50a~65a | Replacement DC coil for MC50a~65a | Replacement DC coil for MC50a~65a | Replacement DC coil for MC50a~65a | Replacement DC coil for MC50a~65a | Replacement DC coil for MC50a~65a | Replacement DC coil for MC50a~65a | 36.68 | 9.9036 | 9.9036
Coil-C4-AC | Coil-C4-AC | Coil-C4-AC | Coil-C4-AC | Replacement AC coil for MC75a~100a | Replacement AC coil for MC75a~100a | Replacement AC coil for MC75a~100a | Replacement AC coil for MC75a~100a | Replacement AC coil for MC75a~100a | Replacement AC coil for MC75a~100a | Replacement AC coil for MC75a~100a | Replacement AC coil for MC75a~100a | Replacement AC coil for MC75a~100a | Replacement AC coil for MC75a~100a | Replacement AC coil for MC75a~100a | Replacement AC coil for MC75a~100a | Replacement AC coil for MC75a~100a | Replacement AC coil for MC75a~100a | 36.04 | 9.7308 | 9.7308
Coil-C4-DC | Coil-C4-DC | Coil-C4-DC | Coil-C4-DC | Replacement DC coil for MC75a~100a | Replacement DC coil for MC75a~100a | Replacement DC coil for MC75a~100a | Replacement DC coil for MC75a~100a | Replacement DC coil for MC75a~100a | Replacement DC coil for MC75a~100a | Replacement DC coil for MC75a~100a | Replacement DC coil for MC75a~100a | Replacement DC coil for MC75a~100a | Replacement DC coil for MC75a~100a | Replacement DC coil for MC75a~100a | Replacement DC coil for MC75a~100a | Replacement DC coil for MC75a~100a | Replacement DC coil for MC75a~100a | 43.29 | 11.6883 | 11.6883
Coil-C5-AC | Coil-C5-AC | Coil-C5-AC | Coil-C5-AC | Replacement AC coil for MC130a~150a | Replacement AC coil for MC130a~150a | Replacement AC coil for MC130a~150a | Replacement AC coil for MC130a~150a | Replacement AC coil for MC130a~150a | Replacement AC coil for MC130a~150a | Replacement AC coil for MC130a~150a | Replacement AC coil for MC130a~150a | Replacement AC coil for MC130a~150a | Replacement AC coil for MC130a~150a | Replacement AC coil for MC130a~150a | Replacement AC coil for MC130a~150a | Replacement AC coil for MC130a~150a | Replacement AC coil for MC130a~150a | 166 | 44.82 | 44.82
Coil-C5-DC | Coil-C5-DC | Coil-C5-DC | Coil-C5-DC | Replacement DC coil for MC130a~150a | Replacement DC coil for MC130a~150a | Replacement DC coil for MC130a~150a | Replacement DC coil for MC130a~150a | Replacement DC coil for MC130a~150a | Replacement DC coil for MC130a~150a | Replacement DC coil for MC130a~150a | Replacement DC coil for MC130a~150a | Replacement DC coil for MC130a~150a | Replacement DC coil for MC130a~150a | Replacement DC coil for MC130a~150a | Replacement DC coil for MC130a~150a | Replacement DC coil for MC130a~150a | Replacement DC coil for MC130a~150a | 171.15 | 46.2105 | 46.2105
Coil-C6-AC | Coil-C6-AC | Coil-C6-AC | Coil-C6-AC | Replacement AC coil for MC185a~225a | Replacement AC coil for MC185a~225a | Replacement AC coil for MC185a~225a | Replacement AC coil for MC185a~225a | Replacement AC coil for MC185a~225a | Replacement AC coil for MC185a~225a | Replacement AC coil for MC185a~225a | Replacement AC coil for MC185a~225a | Replacement AC coil for MC185a~225a | Replacement AC coil for MC185a~225a | Replacement AC coil for MC185a~225a | Replacement AC coil for MC185a~225a | Replacement AC coil for MC185a~225a | Replacement AC coil for MC185a~225a | 184.67 | 49.8609 | 49.8609
Coil-C6-DC | Coil-C6-DC | Coil-C6-DC | Coil-C6-DC | Replacement DC coil for MC185a~225a | Replacement DC coil for MC185a~225a | Replacement DC coil for MC185a~225a | Replacement DC coil for MC185a~225a | Replacement DC coil for MC185a~225a | Replacement DC coil for MC185a~225a | Replacement DC coil for MC185a~225a | Replacement DC coil for MC185a~225a | Replacement DC coil for MC185a~225a | Replacement DC coil for MC185a~225a | Replacement DC coil for MC185a~225a | Replacement DC coil for MC185a~225a | Replacement DC coil for MC185a~225a | Replacement DC coil for MC185a~225a | 184.67 | 49.8609 | 49.8609
Coil-C7-AC | Coil-C7-AC | Coil-C7-AC | Coil-C7-AC | Replacement AC coil for MC265a~400a | Replacement AC coil for MC265a~400a | Replacement AC coil for MC265a~400a | Replacement AC coil for MC265a~400a | Replacement AC coil for MC265a~400a | Replacement AC coil for MC265a~400a | Replacement AC coil for MC265a~400a | Replacement AC coil for MC265a~400a | Replacement AC coil for MC265a~400a | Replacement AC coil for MC265a~400a | Replacement AC coil for MC265a~400a | Replacement AC coil for MC265a~400a | Replacement AC coil for MC265a~400a | Replacement AC coil for MC265a~400a | 286.83 | 77.4441 | 77.4441
Coil-C7-DC | Coil-C7-DC | Coil-C7-DC | Coil-C7-DC | Replacement DC coil for MC265a~400a | Replacement DC coil for MC265a~400a | Replacement DC coil for MC265a~400a | Replacement DC coil for MC265a~400a | Replacement DC coil for MC265a~400a | Replacement DC coil for MC265a~400a | Replacement DC coil for MC265a~400a | Replacement DC coil for MC265a~400a | Replacement DC coil for MC265a~400a | Replacement DC coil for MC265a~400a | Replacement DC coil for MC265a~400a | Replacement DC coil for MC265a~400a | Replacement DC coil for MC265a~400a | Replacement DC coil for MC265a~400a | 286.83 | 77.4441 | 77.4441
Coil-C8-AC | Coil-C8-AC | Coil-C8-AC | Coil-C8-AC | Replacement AC coil for MC500a~800a | Replacement AC coil for MC500a~800a | Replacement AC coil for MC500a~800a | Replacement AC coil for MC500a~800a | Replacement AC coil for MC500a~800a | Replacement AC coil for MC500a~800a | Replacement AC coil for MC500a~800a | Replacement AC coil for MC500a~800a | Replacement AC coil for MC500a~800a | Replacement AC coil for MC500a~800a | Replacement AC coil for MC500a~800a | Replacement AC coil for MC500a~800a | Replacement AC coil for MC500a~800a | Replacement AC coil for MC500a~800a | 341.12 | 92.1024 | 92.1024
Coil-C8-DC | Coil-C8-DC | Coil-C8-DC | Coil-C8-DC | Replacement DC coil for MC500a~800a | Replacement DC coil for MC500a~800a | Replacement DC coil for MC500a~800a | Replacement DC coil for MC500a~800a | Replacement DC coil for MC500a~800a | Replacement DC coil for MC500a~800a | Replacement DC coil for MC500a~800a | Replacement DC coil for MC500a~800a | Replacement DC coil for MC500a~800a | Replacement DC coil for MC500a~800a | Replacement DC coil for MC500a~800a | Replacement DC coil for MC500a~800a | Replacement DC coil for MC500a~800a | Replacement DC coil for MC500a~800a | 341.12 | 92.1024 | 92.1024
REPLACEMENT COILS (4 Pole)
*Please specify the coil voltage
Part# | Part# | Part# | Part# | Description | [13 empty] | List Price
Coil-C1-AC | Coil-C1-AC | Coil-C1-AC | Coil-C1-AC | Replacement AC coil for MC6a~18a, MC9b~22b, & MC6a/4~18a/4 | Replacement AC coil for MC6a~18a, MC9b~22b, & MC6a/4~18a/4 | Replacement AC coil for MC6a~18a, MC9b~22b, & MC6a/4~18a/4 | Replacement AC coil for MC6a~18a, MC9b~22b, & MC6a/4~18a/4 | Replacement AC coil for MC6a~18a, MC9b~22b, & MC6a/4~18a/4 | Replacement AC coil for MC6a~18a, MC9b~22b, & MC6a/4~18a/4 | Replacement AC coil for MC6a~18a, MC9b~22b, & MC6a/4~18a/4 | Replacement AC coil for MC6a~18a, MC9b~22b, & MC6a/4~18a/4 | Replacement AC coil for MC6a~18a, MC9b~22b, & MC6a/4~18a/4 | Replacement AC coil for MC6a~18a, MC9b~22b, & MC6a/4~18a/4 | Replacement AC coil for MC6a~18a, MC9b~22b, & MC6a/4~18a/4 | Replacement AC coil for MC6a~18a, MC9b~22b, & MC6a/4~18a/4 | Replacement AC coil for MC6a~18a, MC9b~22b, & MC6a/4~18a/4 | Replacement AC coil for MC6a~18a, MC9b~22b, & MC6a/4~18a/4 | 19.86 | 5.3622 | 5.3622
Coil-C1-DC | Coil-C1-DC | Coil-C1-DC | Coil-C1-DC | Replacement DC coil for MC6a~18a, MC9b~22b, & MC6a/4~18a/4 | Replacement DC coil for MC6a~18a, MC9b~22b, & MC6a/4~18a/4 | Replacement DC coil for MC6a~18a, MC9b~22b, & MC6a/4~18a/4 | Replacement DC coil for MC6a~18a, MC9b~22b, & MC6a/4~18a/4 | Replacement DC coil for MC6a~18a, MC9b~22b, & MC6a/4~18a/4 | Replacement DC coil for MC6a~18a, MC9b~22b, & MC6a/4~18a/4 | Replacement DC coil for MC6a~18a, MC9b~22b, & MC6a/4~18a/4 | Replacement DC coil for MC6a~18a, MC9b~22b, & MC6a/4~18a/4 | Replacement DC coil for MC6a~18a, MC9b~22b, & MC6a/4~18a/4 | Replacement DC coil for MC6a~18a, MC9b~22b, & MC6a/4~18a/4 | Replacement DC coil for MC6a~18a, MC9b~22b, & MC6a/4~18a/4 | Replacement DC coil for MC6a~18a, MC9b~22b, & MC6a/4~18a/4 | Replacement DC coil for MC6a~18a, MC9b~22b, & MC6a/4~18a/4 | Replacement DC coil for MC6a~18a, MC9b~22b, & MC6a/4~18a/4 | 26.9 | 7.263 | 7.263
Coil-C2/4P-AC | Coil-C2/4P-AC | Coil-C2/4P-AC | Coil-C2/4P-AC | Replacement AC coil for MC22a/4~40a/4 | Replacement AC coil for MC22a/4~40a/4 | Replacement AC coil for MC22a/4~40a/4 | Replacement AC coil for MC22a/4~40a/4 | Replacement AC coil for MC22a/4~40a/4 | Replacement AC coil for MC22a/4~40a/4 | Replacement AC coil for MC22a/4~40a/4 | Replacement AC coil for MC22a/4~40a/4 | Replacement AC coil for MC22a/4~40a/4 | Replacement AC coil for MC22a/4~40a/4 | Replacement AC coil for MC22a/4~40a/4 | Replacement AC coil for MC22a/4~40a/4 | Replacement AC coil for MC22a/4~40a/4 | Replacement AC coil for MC22a/4~40a/4 | 38.42 | 10.3734 | 10.3734
Coil-C2/4P-DC | Coil-C2/4P-DC | Coil-C2/4P-DC | Coil-C2/4P-DC | Replacement DC coil for MC22a/4~40a/4 | Replacement DC coil for MC22a/4~40a/4 | Replacement DC coil for MC22a/4~40a/4 | Replacement DC coil for MC22a/4~40a/4 | Replacement DC coil for MC22a/4~40a/4 | Replacement DC coil for MC22a/4~40a/4 | Replacement DC coil for MC22a/4~40a/4 | Replacement DC coil for MC22a/4~40a/4 | Replacement DC coil for MC22a/4~40a/4 | Replacement DC coil for MC22a/4~40a/4 | Replacement DC coil for MC22a/4~40a/4 | Replacement DC coil for MC22a/4~40a/4 | Replacement DC coil for MC22a/4~40a/4 | Replacement DC coil for MC22a/4~40a/4 | call
Coil-C3/4P-AC | Coil-C3/4P-AC | Coil-C3/4P-AC | Coil-C3/4P-AC | Replacement AC coil for MC50a/4~85a/4 | Replacement AC coil for MC50a/4~85a/4 | Replacement AC coil for MC50a/4~85a/4 | Replacement AC coil for MC50a/4~85a/4 | Replacement AC coil for MC50a/4~85a/4 | Replacement AC coil for MC50a/4~85a/4 | Replacement AC coil for MC50a/4~85a/4 | Replacement AC coil for MC50a/4~85a/4 | Replacement AC coil for MC50a/4~85a/4 | Replacement AC coil for MC50a/4~85a/4 | Replacement AC coil for MC50a/4~85a/4 | Replacement AC coil for MC50a/4~85a/4 | Replacement AC coil for MC50a/4~85a/4 | Replacement AC coil for MC50a/4~85a/4 | 52.39 | 14.1453 | 14.1453
Coil-C3/4P-DC | Coil-C3/4P-DC | Coil-C3/4P-DC | Coil-C3/4P-DC | Replacement DC coil for MC50a/4~85a/4 | Replacement DC coil for MC50a/4~85a/4 | Replacement DC coil for MC50a/4~85a/4 | Replacement DC coil for MC50a/4~85a/4 | Replacement DC coil for MC50a/4~85a/4 | Replacement DC coil for MC50a/4~85a/4 | Replacement DC coil for MC50a/4~85a/4 | Replacement DC coil for MC50a/4~85a/4 | Replacement DC coil for MC50a/4~85a/4 | Replacement DC coil for MC50a/4~85a/4 | Replacement DC coil for MC50a/4~85a/4 | Replacement DC coil for MC50a/4~85a/4 | Replacement DC coil for MC50a/4~85a/4 | Replacement DC coil for MC50a/4~85a/4 | call
Coil-C4/4P-AC | Coil-C4/4P-AC | Coil-C4/4P-AC | Coil-C4/4P-AC | Replacement AC coil for MC100a/4~225a/4 | Replacement AC coil for MC100a/4~225a/4 | Replacement AC coil for MC100a/4~225a/4 | Replacement AC coil for MC100a/4~225a/4 | Replacement AC coil for MC100a/4~225a/4 | Replacement AC coil for MC100a/4~225a/4 | Replacement AC coil for MC100a/4~225a/4 | Replacement AC coil for MC100a/4~225a/4 | Replacement AC coil for MC100a/4~225a/4 | Replacement AC coil for MC100a/4~225a/4 | Replacement AC coil for MC100a/4~225a/4 | Replacement AC coil for MC100a/4~225a/4 | Replacement AC coil for MC100a/4~225a/4 | Replacement AC coil for MC100a/4~225a/4 | 176.28 | 47.5956 | 47.5956
Coil-C4/4P-DC | Coil-C4/4P-DC | Coil-C4/4P-DC | Coil-C4/4P-DC | Replacement DC coil for MC100a/4~225a/4 | Replacement DC coil for MC100a/4~225a/4 | Replacement DC coil for MC100a/4~225a/4 | Replacement DC coil for MC100a/4~225a/4 | Replacement DC coil for MC100a/4~225a/4 | Replacement DC coil for MC100a/4~225a/4 | Replacement DC coil for MC100a/4~225a/4 | Replacement DC coil for MC100a/4~225a/4 | Replacement DC coil for MC100a/4~225a/4 | Replacement DC coil for MC100a/4~225a/4 | Replacement DC coil for MC100a/4~225a/4 | Replacement DC coil for MC100a/4~225a/4 | Replacement DC coil for MC100a/4~225a/4 | Replacement DC coil for MC100a/4~225a/4 | 176.28 | 47.5956 | 47.5956
Coil-C5/4P-AC | Coil-C5/4P-AC | Coil-C5/4P-AC | Coil-C5/4P-AC | Replacement AC coil for MC265a/4~400a/4 | Replacement AC coil for MC265a/4~400a/4 | Replacement AC coil for MC265a/4~400a/4 | Replacement AC coil for MC265a/4~400a/4 | Replacement AC coil for MC265a/4~400a/4 | Replacement AC coil for MC265a/4~400a/4 | Replacement AC coil for MC265a/4~400a/4 | Replacement AC coil for MC265a/4~400a/4 | Replacement AC coil for MC265a/4~400a/4 | Replacement AC coil for MC265a/4~400a/4 | Replacement AC coil for MC265a/4~400a/4 | Replacement AC coil for MC265a/4~400a/4 | Replacement AC coil for MC265a/4~400a/4 | Replacement AC coil for MC265a/4~400a/4 | 284.7 | 76.869 | 76.869
Coil-C5/4P-DC | Coil-C5/4P-DC | Coil-C5/4P-DC | Coil-C5/4P-DC | Replacement DC coil for MC265a/4~400a/4 | Replacement DC coil for MC265a/4~400a/4 | Replacement DC coil for MC265a/4~400a/4 | Replacement DC coil for MC265a/4~400a/4 | Replacement DC coil for MC265a/4~400a/4 | Replacement DC coil for MC265a/4~400a/4 | Replacement DC coil for MC265a/4~400a/4 | Replacement DC coil for MC265a/4~400a/4 | Replacement DC coil for MC265a/4~400a/4 | Replacement DC coil for MC265a/4~400a/4 | Replacement DC coil for MC265a/4~400a/4 | Replacement DC coil for MC265a/4~400a/4 | Replacement DC coil for MC265a/4~400a/4 | Replacement DC coil for MC265a/4~400a/4 | 284.7 | 76.869 | 76.869
Coil-C6/4P-AC | Coil-C6/4P-AC | Coil-C6/4P-AC | Coil-C6/4P-AC | Replacement AC coil for MC500a/4~800a/4 | Replacement AC coil for MC500a/4~800a/4 | Replacement AC coil for MC500a/4~800a/4 | Replacement AC coil for MC500a/4~800a/4 | Replacement AC coil for MC500a/4~800a/4 | Replacement AC coil for MC500a/4~800a/4 | Replacement AC coil for MC500a/4~800a/4 | Replacement AC coil for MC500a/4~800a/4 | Replacement AC coil for MC500a/4~800a/4 | Replacement AC coil for MC500a/4~800a/4 | Replacement AC coil for MC500a/4~800a/4 | Replacement AC coil for MC500a/4~800a/4 | Replacement AC coil for MC500a/4~800a/4 | Replacement AC coil for MC500a/4~800a/4 | call
Coil-C6/4P-DC | Coil-C6/4P-DC | Coil-C6/4P-DC | Coil-C6/4P-DC | Replacement AC coil for MC500a/4~800a/4 | Replacement AC coil for MC500a/4~800a/4 | Replacement AC coil for MC500a/4~800a/4 | Replacement AC coil for MC500a/4~800a/4 | Replacement AC coil for MC500a/4~800a/4 | Replacement AC coil for MC500a/4~800a/4 | Replacement AC coil for MC500a/4~800a/4 | Replacement AC coil for MC500a/4~800a/4 | Replacement AC coil for MC500a/4~800a/4 | Replacement AC coil for MC500a/4~800a/4 | Replacement AC coil for MC500a/4~800a/4 | Replacement AC coil for MC500a/4~800a/4 | Replacement AC coil for MC500a/4~800a/4 | Replacement AC coil for MC500a/4~800a/4 | call
ACCESSORIES FOR RELAYS
TERMINAL COVER UNIT FOR OVERLOAD RELAYS
Part# | Part# | Part# | Part# | Description | [13 empty] | List Price
APT-220 | APT-220 | APT-220 | APT-220 | Terminal cover units for overload relays, MT-225, 2 pcs included | Terminal cover units for overload relays for MT-225(2 pcs included) | Terminal cover units for overload relays for MT-225(2 pcs included) | Terminal cover units for overload relays for MT-225(2 pcs included) | Terminal cover units for overload relays for MT-225(2 pcs included) | Terminal cover units for overload relays for MT-225(2 pcs included) | Terminal cover units for overload relays for MT-225(2 pcs included) | Terminal cover units for overload relays for MT-225(2 pcs included) | Terminal cover units for overload relays for MT-225(2 pcs included) | Terminal cover units for overload relays for MT-225(2 pcs included) | Terminal cover units for overload relays for MT-225(2 pcs included) | Terminal cover units for overload relays for MT-225(2 pcs included) | Terminal cover units for overload relays for MT-225(2 pcs included) | Terminal cover units for overload relays for MT-225(2 pcs included) | 7.92 | 2.1384 | 2.1384
APT-400 | APT-400 | APT-400 | APT-400 | Terminal cover units for overload relays, MT-400, 2 pcs included | Terminal cover units for overload relays for MT-400(2 pcs included) | Terminal cover units for overload relays for MT-400(2 pcs included) | Terminal cover units for overload relays for MT-400(2 pcs included) | Terminal cover units for overload relays for MT-400(2 pcs included) | Terminal cover units for overload relays for MT-400(2 pcs included) | Terminal cover units for overload relays for MT-400(2 pcs included) | Terminal cover units for overload relays for MT-400(2 pcs included) | Terminal cover units for overload relays for MT-400(2 pcs included) | Terminal cover units for overload relays for MT-400(2 pcs included) | Terminal cover units for overload relays for MT-400(2 pcs included) | Terminal cover units for overload relays for MT-400(2 pcs included) | Terminal cover units for overload relays for MT-400(2 pcs included) | Terminal cover units for overload relays for MT-400(2 pcs included) | 7.92 | 2.1384 | 2.1384
APT-600 | APT-600 | APT-600 | APT-600 | Terminal cover units for overload relays, MT-800, 2 pcs included | Terminal cover units for overload relays for MT-800(2 pcs included) | Terminal cover units for overload relays for MT-800(2 pcs included) | Terminal cover units for overload relays for MT-800(2 pcs included) | Terminal cover units for overload relays for MT-800(2 pcs included) | Terminal cover units for overload relays for MT-800(2 pcs included) | Terminal cover units for overload relays for MT-800(2 pcs included) | Terminal cover units for overload relays for MT-800(2 pcs included) | Terminal cover units for overload relays for MT-800(2 pcs included) | Terminal cover units for overload relays for MT-800(2 pcs included) | Terminal cover units for overload relays for MT-800(2 pcs included) | Terminal cover units for overload relays for MT-800(2 pcs included) | Terminal cover units for overload relays for MT-800(2 pcs included) | Terminal cover units for overload relays for MT-800(2 pcs included) | 65.22 | 17.6094 | 17.6094
SEPARATE MOUNTING UNIT FOR OVERLOAD RELAYS
Part# | Part# | Part# | Part# | Description | [13 empty] | List Price
UZ-32S | UZ-32S | UZ-32S | UZ-32S | Used to mount relays separately from contactors (for MT-32), Din-rail or Screw mountable | The part used to mount the relays separately from contactors (for MT-32) | The part used to mount the relays separately from contactors (for MT-32) | The part used to mount the relays separately from contactors (for MT-32) | The part used to mount the relays separately from contactors (for MT-32) | The part used to mount the relays separately from contactors (for MT-32) | The part used to mount the relays separately from contactors (for MT-32) | The part used to mount the relays separately from contactors (for MT-32) | The part used to mount the relays separately from contactors (for MT-32) | The part used to mount the relays separately from contactors (for MT-32) | The part used to mount the relays separately from contactors (for MT-32) | The part used to mount the relays separately from contactors (for MT-32) | The part used to mount the relays separately from contactors (for MT-32) | The part used to mount the relays separately from contactors (for MT-32) | 11.33 | 3.0591 | 3.0591
UZ-63S | UZ-63S | UZ-63S | UZ-63S | Used to mount relays separately from contactors (for MT-65, Screw), Din-rail / Screw mount. | The part used to mount the relays separately from contactors (for MT-65, Screw) | The part used to mount the relays separately from contactors (for MT-65, Screw) | The part used to mount the relays separately from contactors (for MT-65, Screw) | The part used to mount the relays separately from contactors (for MT-65, Screw) | The part used to mount the relays separately from contactors (for MT-65, Screw) | The part used to mount the relays separately from contactors (for MT-65, Screw) | The part used to mount the relays separately from contactors (for MT-65, Screw) | The part used to mount the relays separately from contactors (for MT-65, Screw) | The part used to mount the relays separately from contactors (for MT-65, Screw) | The part used to mount the relays separately from contactors (for MT-65, Screw) | The part used to mount the relays separately from contactors (for MT-65, Screw) | The part used to mount the relays separately from contactors (for MT-65, Screw) | The part used to mount the relays separately from contactors (for MT-65, Screw) | 11.33 | 3.0591 | 3.0591
UZ-63L | UZ-63L | UZ-63L | UZ-63L | Used to mount relays separately from contactors (for MT-65, Lug), Din-rail / Screw mount. | The part used to mount the relays separately from contactors (for MT-65, Lug) | The part used to mount the relays separately from contactors (for MT-65, Lug) | The part used to mount the relays separately from contactors (for MT-65, Lug) | The part used to mount the relays separately from contactors (for MT-65, Lug) | The part used to mount the relays separately from contactors (for MT-65, Lug) | The part used to mount the relays separately from contactors (for MT-65, Lug) | The part used to mount the relays separately from contactors (for MT-65, Lug) | The part used to mount the relays separately from contactors (for MT-65, Lug) | The part used to mount the relays separately from contactors (for MT-65, Lug) | The part used to mount the relays separately from contactors (for MT-65, Lug) | The part used to mount the relays separately from contactors (for MT-65, Lug) | The part used to mount the relays separately from contactors (for MT-65, Lug) | The part used to mount the relays separately from contactors (for MT-65, Lug) | 13.05 | 3.5235 | 3.5235
UZ-95S | UZ-95S | UZ-95S | UZ-95S | Used to mount relays separately from contactors (for MT-95, Screw), Din-rail / Screw mount. | The part used to mount the relays separately from contactors (for MT-95, Screw) | The part used to mount the relays separately from contactors (for MT-95, Screw) | The part used to mount the relays separately from contactors (for MT-95, Screw) | The part used to mount the relays separately from contactors (for MT-95, Screw) | The part used to mount the relays separately from contactors (for MT-95, Screw) | The part used to mount the relays separately from contactors (for MT-95, Screw) | The part used to mount the relays separately from contactors (for MT-95, Screw) | The part used to mount the relays separately from contactors (for MT-95, Screw) | The part used to mount the relays separately from contactors (for MT-95, Screw) | The part used to mount the relays separately from contactors (for MT-95, Screw) | The part used to mount the relays separately from contactors (for MT-95, Screw) | The part used to mount the relays separately from contactors (for MT-95, Screw) | The part used to mount the relays separately from contactors (for MT-95, Screw) | 15.15 | 4.0905 | 4.0905
UZ-95L | UZ-95L | UZ-95L | UZ-95L | Used to mount relays separately from contactors (for MT-95, Lug), Din-rail / Screw mount. | The part used to mount the relays separately from contactors (for MT-95, Lug) | The part used to mount the relays separately from contactors (for MT-95, Lug) | The part used to mount the relays separately from contactors (for MT-95, Lug) | The part used to mount the relays separately from contactors (for MT-95, Lug) | The part used to mount the relays separately from contactors (for MT-95, Lug) | The part used to mount the relays separately from contactors (for MT-95, Lug) | The part used to mount the relays separately from contactors (for MT-95, Lug) | The part used to mount the relays separately from contactors (for MT-95, Lug) | The part used to mount the relays separately from contactors (for MT-95, Lug) | The part used to mount the relays separately from contactors (for MT-95, Lug) | The part used to mount the relays separately from contactors (for MT-95, Lug) | The part used to mount the relays separately from contactors (for MT-95, Lug) | The part used to mount the relays separately from contactors (for MT-95, Lug) | 17.44 | 4.7088 | 4.7088
UZ-150S | UZ-150S | UZ-150S | UZ-150S | Used to mount relays separately from contactors (for MT-150, Screw), Din-rail / Screw mount. | The part used to mount the relays separately from contactors (for MT-150, Screw) | The part used to mount the relays separately from contactors (for MT-150, Screw) | The part used to mount the relays separately from contactors (for MT-150, Screw) | The part used to mount the relays separately from contactors (for MT-150, Screw) | The part used to mount the relays separately from contactors (for MT-150, Screw) | The part used to mount the relays separately from contactors (for MT-150, Screw) | The part used to mount the relays separately from contactors (for MT-150, Screw) | The part used to mount the relays separately from contactors (for MT-150, Screw) | The part used to mount the relays separately from contactors (for MT-150, Screw) | The part used to mount the relays separately from contactors (for MT-150, Screw) | The part used to mount the relays separately from contactors (for MT-150, Screw) | The part used to mount the relays separately from contactors (for MT-150, Screw) | The part used to mount the relays separately from contactors (for MT-150, Screw) | 21 | 5.67 | 5.67
UZ-150L | UZ-150L | UZ-150L | UZ-150L | Used to mount relays separately from contactors (for MT-150, Lug), Din-rail / Screw mount. | The part used to mount the relays separately from contactors (for MT-150, Lug) | The part used to mount the relays separately from contactors (for MT-150, Lug) | The part used to mount the relays separately from contactors (for MT-150, Lug) | The part used to mount the relays separately from contactors (for MT-150, Lug) | The part used to mount the relays separately from contactors (for MT-150, Lug) | The part used to mount the relays separately from contactors (for MT-150, Lug) | The part used to mount the relays separately from contactors (for MT-150, Lug) | The part used to mount the relays separately from contactors (for MT-150, Lug) | The part used to mount the relays separately from contactors (for MT-150, Lug) | The part used to mount the relays separately from contactors (for MT-150, Lug) | The part used to mount the relays separately from contactors (for MT-150, Lug) | The part used to mount the relays separately from contactors (for MT-150, Lug) | The part used to mount the relays separately from contactors (for MT-150, Lug) | 21 | 5.67 | 5.67
REMOTE RESET UNIT FOR OVERLOAD RELAYS
Part# | Part# | Part# | Part# | Description | [13 empty] | List Price
UM-4R | UM-4R | UM-4R | UM-4R | Remote Reset Unit for Overload Relay, 400mm, MT-32~MT-800 | Remote Reset Unit for Overload Relay, 400mm, MT-32~MT-800 | Remote Reset Unit for Overload Relay, 400mm, MT-32~MT-800 | Remote Reset Unit for Overload Relay, 400mm, MT-32~MT-800 | Remote Reset Unit for Overload Relay, 400mm, MT-32~MT-800 | Remote Reset Unit for Overload Relay, 400mm, MT-32~MT-800 | Remote Reset Unit for Overload Relay, 400mm, MT-32~MT-800 | Remote Reset Unit for Overload Relay, 400mm, MT-32~MT-800 | Remote Reset Unit for Overload Relay, 400mm, MT-32~MT-800 | Remote Reset Unit for Overload Relay, 400mm, MT-32~MT-800 | Remote Reset Unit for Overload Relay, 400mm, MT-32~MT-800 | Remote Reset Unit for Overload Relay, 400mm, MT-32~MT-800 | Remote Reset Unit for Overload Relay, 400mm, MT-32~MT-800 | Remote Reset Unit for Overload Relay, 400mm, MT-32~MT-800 | 75.64 | 20.4228 | 20.4228
UM-5R | UM-5R | UM-5R | UM-5R | Remote Reset Unit for Overload Relay, 500mm, MT-32~MT-800 | Remote Reset Unit for Overload Relay, 500mm, MT-32~MT-800 | Remote Reset Unit for Overload Relay, 500mm, MT-32~MT-800 | Remote Reset Unit for Overload Relay, 500mm, MT-32~MT-800 | Remote Reset Unit for Overload Relay, 500mm, MT-32~MT-800 | Remote Reset Unit for Overload Relay, 500mm, MT-32~MT-800 | Remote Reset Unit for Overload Relay, 500mm, MT-32~MT-800 | Remote Reset Unit for Overload Relay, 500mm, MT-32~MT-800 | Remote Reset Unit for Overload Relay, 500mm, MT-32~MT-800 | Remote Reset Unit for Overload Relay, 500mm, MT-32~MT-800 | Remote Reset Unit for Overload Relay, 500mm, MT-32~MT-800 | Remote Reset Unit for Overload Relay, 500mm, MT-32~MT-800 | Remote Reset Unit for Overload Relay, 500mm, MT-32~MT-800 | Remote Reset Unit for Overload Relay, 500mm, MT-32~MT-800 | 82.52 | 22.2804 | 22.2804
UM-6R | UM-6R | UM-6R | UM-6R | Remote Reset Unit for Overload Relay, 600mm, MT-32~MT-800 | Remote Reset Unit for Overload Relay, 600mm, MT-32~MT-800 | Remote Reset Unit for Overload Relay, 600mm, MT-32~MT-800 | Remote Reset Unit for Overload Relay, 600mm, MT-32~MT-800 | Remote Reset Unit for Overload Relay, 600mm, MT-32~MT-800 | Remote Reset Unit for Overload Relay, 600mm, MT-32~MT-800 | Remote Reset Unit for Overload Relay, 600mm, MT-32~MT-800 | Remote Reset Unit for Overload Relay, 600mm, MT-32~MT-800 | Remote Reset Unit for Overload Relay, 600mm, MT-32~MT-800 | Remote Reset Unit for Overload Relay, 600mm, MT-32~MT-800 | Remote Reset Unit for Overload Relay, 600mm, MT-32~MT-800 | Remote Reset Unit for Overload Relay, 600mm, MT-32~MT-800 | Remote Reset Unit for Overload Relay, 600mm, MT-32~MT-800 | Remote Reset Unit for Overload Relay, 600mm, MT-32~MT-800 | 92.83 | 25.0641 | 25.0641
CURRENT TRANSFORMER FOR EMPR/DMPR
Part# | Part# | Part# | Part# | Description | [13 empty] | List Price
SCT-200 |  |  |  | Current Transformer for EMPR/DMPR only, 200:5A | [13 empty] | 7.92 | 2.1384 | 2.1384
MINI CONTACTORS AND RELAYS
Meta-Mec Mini Contactors (AC Coil)
*Please specify the coil voltage
Amp. | Connection Type |  |  | Part# |  |  | Description | [10 empty] | List Price
6A | Screw clamp (STD) |  |  | GMC6M-10 |  |  | Mini Contactor, 6A, AC Coil, 3 main plus 1 aux contacts, 1 NO | [10 empty] | 19.94 | 5.3838 | 5.3838
|  |  |  | GMC6M-01 |  |  | Mini Contactor, 6A, AC Coil, 3 main plus 1 aux contacts, 1 NC | [10 empty] | 19.94 | 5.3838 | 5.3838
| Fast-on |  |  | GMC6MF-10 |  |  | Mini Contactor, 6A, AC Coil, 3 main plus 1 aux contacts, 1 NO | [10 empty] | 21.11 | 5.6997 | 5.6997
|  |  |  | GMC6MF-01 |  |  | Mini Contactor, 6A, AC Coil, 3 main plus 1 aux contacts, 1 NC | [10 empty] | 21.11 | 5.6997 | 5.6997
| Cage clamp |  |  | GMC6MC-10 |  |  | Mini Contactor, 6A, AC Coil, 3 main plus 1 aux contacts, 1 NO | [10 empty] | 22.7 | 6.129 | 6.129
|  |  |  | GMC6MC-01 |  |  | Mini Contactor, 6A, AC Coil, 3 main plus 1 aux contacts, 1 NC | [10 empty] | 22.7 | 6.129 | 6.129
| Solder pin |  |  | GMC6MP-10 |  |  | Mini Contactor, 6A, AC Coil, 3 main plus 1 aux contacts, 1 NO | [10 empty] | 21.72 | 5.8644 | 5.8644
|  |  |  | GMC6MP-01 |  |  | Mini Contactor, 6A, AC Coil, 3 main plus 1 aux contacts, 1 NC | [10 empty] | 21.72 | 5.8644 | 5.8644
9A | Screw clamp (STD) |  |  | GMC9M-10 |  |  | Mini Contactor, 9A, AC Coil, 3 main plus 1 aux contacts, 1 NO | [10 empty] | 21.47 | 5.7969 | 5.7969
|  |  |  | GMC9M-01 |  |  | Mini Contactor, 9A, AC Coil, 3 main plus 1 aux contacts, 1 NC | [10 empty] | 21.47 | 5.7969 | 5.7969
| Fast-on |  |  | GMC9MF-10 |  |  | Mini Contactor, 9A, AC Coil, 3 main plus 1 aux contacts, 1 NO | [10 empty] | 22.7 | 6.129 | 6.129
|  |  |  | GMC9MF-01 |  |  | Mini Contactor, 9A, AC Coil, 3 main plus 1 aux contacts, 1 NC | [10 empty] | 22.7 | 6.129 | 6.129
| Cage clamp |  |  | GMC9MC-10 |  |  | Mini Contactor, 9A, AC Coil, 3 main plus 1 aux contacts, 1 NO | [10 empty] | 24.23 | 6.5421 | 6.5421
|  |  |  | GMC9MC-01 |  |  | Mini Contactor, 9A, AC Coil, 3 main plus 1 aux contacts, 1 NC | [10 empty] | 24.23 | 6.5421 | 6.5421
| Solder pin |  |  | GMC9MP-10 |  |  | Mini Contactor, 9A, AC Coil, 3 main plus 1 aux contacts, 1 NO | [10 empty] | 23.26 | 6.2802 | 6.2802
|  |  |  | GMC9MP-01 |  |  | Mini Contactor, 9A, AC Coil, 3 main plus 1 aux contacts, 1 NC | [10 empty] | 23.26 | 6.2802 | 6.2802
12A | Screw clamp (STD) |  |  | GMC12M-10 |  |  | Mini Contactor, 12A, AC Coil, 3 main plus 1 aux contacts, 1 NO | [10 empty] | 23.26 | 6.2802 | 6.2802
|  |  |  | GMC12M-01 |  |  | Mini Contactor, 12A, AC Coil, 3 main plus 1 aux contacts, 1 NC | [10 empty] | 23.26 | 6.2802 | 6.2802
| Fast-on |  |  | GMC12MF-10 |  |  | Mini Contactor, 12A, AC Coil, 3 main plus 1 aux contacts, 1 NO | [10 empty] | 24.49 | 6.6123 | 6.6123
|  |  |  | GMC12MF-01 |  |  | Mini Contactor, 12A, AC Coil, 3 main plus 1 aux contacts, 1 NC | [10 empty] | 24.49 | 6.6123 | 6.6123
| Cage clamp |  |  | GMC12MC-10 |  |  | Mini Contactor, 12A, AC Coil, 3 main plus 1 aux contacts, 1 NO | [10 empty] | 26.07 | 7.0389 | 7.0389
|  |  |  | GMC12MC-01 |  |  | Mini Contactor, 12A, AC Coil, 3 main plus 1 aux contacts, 1 NC | [10 empty] | 26.07 | 7.0389 | 7.0389
| Solder pin |  |  | GMC12MP-10 |  |  | Mini Contactor, 12A, AC Coil, 3 main plus 1 aux contacts, 1 NO | [10 empty] | 25.03 | 6.7581 | 6.7581
|  |  |  | GMC12MP-01 |  |  | Mini Contactor, 12A, AC Coil, 3 main plus 1 aux contacts, 1 NC | [10 empty] | 25.03 | 6.7581 | 6.7581
16A Non-UL | Screw clamp (STD) |  |  | GMC16M-10 |  |  | Mini Contactor, 16A, AC Coil, 3 main plus 1 aux contacts, 1 NO, Non-UL | [10 empty] | 34.39 | 9.2853 | 9.2853
|  |  |  | GMC16M-01 |  |  | Mini Contactor, 16A, AC Coil, 3 main plus 1 aux contacts, 1 NC, Non-UL | [10 empty] | 34.39 | 9.2853 | 9.2853
| Fast-on |  |  | GMC16MF-10 |  |  | Mini Contactor, 16A, AC Coil, 3 main plus 1 aux contacts, 1 NO, Non-UL | [10 empty] | 38 | 10.26 | 10.26
|  |  |  | GMC16MF-01 |  |  | Mini Contactor, 16A, AC Coil, 3 main plus 1 aux contacts, 1 NC, Non-UL | [10 empty] | 38 | 10.26 | 10.26
| Cage clamp |  |  | GMC16MC-10 |  |  | Mini Contactor, 16A, AC Coil, 3 main plus 1 aux contacts, 1 NO, Non-UL | [10 empty] | 40 | 10.8 | 10.8
|  |  |  | GMC16MC-01 |  |  | Mini Contactor, 16A, AC Coil, 3 main plus 1 aux contacts, 1 NC, Non-UL | [10 empty] | 40 | 10.8 | 10.8
| Solder pin |  |  | GMC16MP-10 |  |  | Mini Contactor, 16A, AC Coil, 3 main plus 1 aux contacts, 1 NO, Non-UL | [10 empty] | 39 | 10.53 | 10.53
|  |  |  | GMC16MP-01 |  |  | Mini Contactor, 16A, AC Coil, 3 main plus 1 aux contacts, 1 NC, Non-UL | [10 empty] | 39 | 10.53 | 10.53
Meta-Mec Mini Contactors (DC Coil)
*Please specify the coil voltage
Amp. | Connection Type |  |  | Part# |  |  | Description | [10 empty] | List Price
6A | Screw clamp (STD) |  |  | GMD6M-10 |  |  | Mini Contactor, 6A, DC Coil, 3 main plus 1 aux contacts, 1 NO | [10 empty] | 21.97 | 5.9319 | 5.9319
|  |  |  | GMD6M-01 |  |  | Mini Contactor, 6A, DC Coil, 3 main plus 1 aux contacts, 1 NC | [10 empty] | 21.97 | 5.9319 | 5.9319
| Fast-on |  |  | GMD6MF-10 |  |  | Mini Contactor, 6A, DC Coil, 3 main plus 1 aux contacts, 1 NO | [10 empty] | 23.26 | 6.2802 | 6.2802
|  |  |  | GMD6MF-01 |  |  | Mini Contactor, 6A, DC Coil, 3 main plus 1 aux contacts, 1 NC | [10 empty] | 23.26 | 6.2802 | 6.2802
| Cage clamp |  |  | GMD6MC-10 |  |  | Mini Contactor, 6A, DC Coil, 3 main plus 1 aux contacts, 1 NO | [10 empty] | 24.91 | 6.7257 | 6.7257
|  |  |  | GMD6MC-01 |  |  | Mini Contactor, 6A, DC Coil, 3 main plus 1 aux contacts, 1 NC | [10 empty] | 24.91 | 6.7257 | 6.7257
| Solder pin |  |  | GMD6MP-10 |  |  | Mini Contactor, 6A, DC Coil, 3 main plus 1 aux contacts, 1 NO | [10 empty] | 23.93 | 6.4611 | 6.4611
|  |  |  | GMD6MP-01 |  |  | Mini Contactor, 6A, DC Coil, 3 main plus 1 aux contacts, 1 NC | [10 empty] | 23.93 | 6.4611 | 6.4611
9A | Screw clamp (STD) |  |  | GMD9M-10 |  |  | Mini Contactor, 9A, DC Coil, 3 main plus 1 aux contacts, 1 NO | [10 empty] | 23.68 | 6.3936 | 6.3936
|  |  |  | GMD9M-01 |  |  | Mini Contactor, 9A, DC Coil, 3 main plus 1 aux contacts, 1 NC | [10 empty] | 23.68 | 6.3936 | 6.3936
| Fast-on |  |  | GMD9MF-10 |  |  | Mini Contactor, 9A, DC Coil, 3 main plus 1 aux contacts, 1 NO | [10 empty] | 25.03 | 6.7581 | 6.7581
|  |  |  | GMD9MF-01 |  |  | Mini Contactor, 9A, DC Coil, 3 main plus 1 aux contacts, 1 NC | [10 empty] | 25.03 | 6.7581 | 6.7581
| Cage clamp |  |  | GMD9MC-10 |  |  | Mini Contactor, 9A, DC Coil, 3 main plus 1 aux contacts, 1 NO | [10 empty] | 26.63 | 7.1901 | 7.1901
|  |  |  | GMD9MC-01 |  |  | Mini Contactor, 9A, DC Coil, 3 main plus 1 aux contacts, 1 NC | [10 empty] | 26.63 | 7.1901 | 7.1901
| Solder pin |  |  | GMD9MP-10 |  |  | Mini Contactor, 9A, DC Coil, 3 main plus 1 aux contacts, 1 NO | [10 empty] | 25.64 | 6.9228 | 6.9228
|  |  |  | GMD9MP-01 |  |  | Mini Contactor, 9A, DC Coil, 3 main plus 1 aux contacts, 1 NC | [10 empty] | 25.64 | 6.9228 | 6.9228
12A | Screw clamp (STD) |  |  | GMD12M-10 |  |  | Mini Contactor, 12A, DC Coil, 3 main plus 1 aux contacts, 1 NO | [10 empty] | 25.64 | 6.9228 | 6.9228
|  |  |  | GMD12M-01 |  |  | Mini Contactor, 12A, DC Coil, 3 main plus 1 aux contacts, 1 NC | [10 empty] | 25.64 | 6.9228 | 6.9228
| Fast-on |  |  | GMD12MF-10 |  |  | Mini Contactor, 12A, DC Coil, 3 main plus 1 aux contacts, 1 NO | [10 empty] | 26.99 | 7.2873 | 7.2873
|  |  |  | GMD12MF-01 |  |  | Mini Contactor, 12A, DC Coil, 3 main plus 1 aux contacts, 1 NC | [10 empty] | 26.99 | 7.2873 | 7.2873
| Cage clamp |  |  | GMD12MC-10 |  |  | Mini Contactor, 12A, DC Coil, 3 main plus 1 aux contacts, 1 NO | [10 empty] | 28.72 | 7.7544 | 7.7544
|  |  |  | GMD12MC-01 |  |  | Mini Contactor, 12A, DC Coil, 3 main plus 1 aux contacts, 1 NC | [10 empty] | 28.72 | 7.7544 | 7.7544
| Solder pin |  |  | GMD12MP-10 |  |  | Mini Contactor, 12A, DC Coil, 3 main plus 1 aux contacts, 1 NO | [10 empty] | 27.73 | 7.4871 | 7.4871
|  |  |  | GMD12MP-01 |  |  | Mini Contactor, 12A, DC Coil, 3 main plus 1 aux contacts, 1 NC | [10 empty] | 27.73 | 7.4871 | 7.4871
16A Non-UL | Screw clamp (STD) |  |  | GMD16M-10 |  |  | Mini Contactor, 16A, DC Coil, 3 main plus 1 aux contacts, 1 NO, Non-UL | [10 empty] | 40.98 | 11.0646 | 11.0646
|  |  |  | GMD16M-01 |  |  | Mini Contactor, 16A, DC Coil, 3 main plus 1 aux contacts, 1 NC, Non-UL | [10 empty] | 40.98 | 11.0646 | 11.0646
| Fast-on |  |  | GMD16MF-10 |  |  | Mini Contactor, 16A, DC Coil, 3 main plus 1 aux contacts, 1 NO, Non-UL | [10 empty] | 45 | 12.15 | 12.15
|  |  |  | GMD16MF-01 |  |  | Mini Contactor, 16A, DC Coil, 3 main plus 1 aux contacts, 1 NC, Non-UL | [10 empty] | 45 | 12.15 | 12.15
| Cage clamp |  |  | GMD16MC-10 |  |  | Mini Contactor, 16A, DC Coil, 3 main plus 1 aux contacts, 1 NO, Non-UL | [10 empty] | 47 | 12.69 | 12.69
|  |  |  | GMD16MC-01 |  |  | Mini Contactor, 16A, DC Coil, 3 main plus 1 aux contacts, 1 NC, Non-UL | [10 empty] | 47 | 12.69 | 12.69
| Solder pin |  |  | GMD16MP-10 |  |  | Mini Contactor, 16A, DC Coil, 3 main plus 1 aux contacts, 1 NO, Non-UL | [10 empty] | 46 | 12.42 | 12.42
|  |  |  | GMD16MP-01 |  |  | Mini Contactor, 16A, DC Coil, 3 main plus 1 aux contacts, 1 NC, Non-UL | [10 empty] | 46 | 12.42 | 12.42
Meta-Mec Mini Reversing Contactors
*Pre-assembled with Mechanical Interlock & Wire Kit
*Please specify the coil voltage
Part# (AC Coil) | Part# | Part# | Part# | Description | [13 empty] | List Price
GMC6MR-20 | GMC6MR-20 | GMC6MR-20 | GMC6MR-20 | Mini Reversing Contactor, 6A, AC Coil, 2 NO, Screw clamp connection type | [13 empty] | 59.94 | 16.1838 | 16.1838
GMC6MR-02 | GMC6MR-02 | GMC6MR-02 | GMC6MR-02 | Mini Reversing Contactor, 6A, AC Coil, 2 NC, Screw clamp connection type | [13 empty] | 59.94 | 16.1838 | 16.1838
GMC9MR-20 | GMC9MR-20 | GMC9MR-20 | GMC9MR-20 | Mini Reversing Contactor, 9A, AC Coil, 2 NO, Screw clamp connection type | [13 empty] | 63.06 | 17.0262 | 17.0262
GMC9MR-02 | GMC9MR-02 | GMC9MR-02 | GMC9MR-02 | Mini Reversing Contactor, 9A, AC Coil, 2 NC, Screw clamp connection type | [13 empty] | 63.06 | 17.0262 | 17.0262
GMC12MR-20 | GMC12MR-20 | GMC12MR-20 | GMC12MR-20 | Mini Reversing Contactor, 12A, AC Coil, 2 NO, Screw clamp connection type | [13 empty] | 66.64 | 17.9928 | 17.9928
GMC12MR-02 | GMC12MR-02 | GMC12MR-02 | GMC12MR-02 | Mini Reversing Contactor, 12A, AC Coil, 2 NC, Screw clamp connection type | [13 empty] | 66.64 | 17.9928 | 17.9928
GMC16MR-20 | GMC12MR-20 | GMC12MR-20 | GMC12MR-20 | Mini Reversing Contactor, 16A, AC Coil, 2 NO, Screw clamp connection type, Non-UL | [13 empty] | 88.9 | 24.003 | 24.003
GMC16MR-02 | GMC12MR-02 | GMC12MR-02 | GMC12MR-02 | Mini Reversing Contactor, 16A, AC Coil, 2 NC, Screw clamp connection type, Non-UL | [13 empty] | 88.9 | 24.003 | 24.003
Part# (DC Coil) | Part# | Part# | Part# | Description | [13 empty] | List Price
GMD6MR-20 | GMC6MR-20 | GMC6MR-20 | GMC6MR-20 | Mini Reversing Contactor, 6A, DC Coil, 2 NO, Screw clamp connection type | [13 empty] | 64.06 | 17.2962 | 17.2962
GMD6MR-02 | GMC6MR-02 | GMC6MR-02 | GMC6MR-02 | Mini Reversing Contactor, 6A, DC Coil, 2 NC, Screw clamp connection type | [13 empty] | 64.06 | 17.2962 | 17.2962
GMD9MR-20 | GMC9MR-20 | GMC9MR-20 | GMC9MR-20 | Mini Reversing Contactor, 9A, DC Coil, 2 NO, Screw clamp connection type | [13 empty] | 67.48 | 18.2196 | 18.2196
GMD9MR-02 | GMC9MR-02 | GMC9MR-02 | GMC9MR-02 | Mini Reversing Contactor, 9A, DC Coil, 2 NC, Screw clamp connection type | [13 empty] | 67.48 | 18.2196 | 18.2196
GMD12MR-20 | GMC12MR-20 | GMC12MR-20 | GMC12MR-20 | Mini Reversing Contactor, 12A, DC Coil, 2 NO, Screw clamp connection type | [13 empty] | 71.4 | 19.278 | 19.278
GMD12MR-02 | GMC12MR-02 | GMC12MR-02 | GMC12MR-02 | Mini Reversing Contactor, 12A, DC Coil, 2 NC, Screw clamp connection type | [13 empty] | 71.4 | 19.278 | 19.278
GMD16MR-20 | GMC12MR-20 | GMC12MR-20 | GMC12MR-20 | Mini Reversing Contactor, 16A, DC Coil, 2 NO, Screw clamp connection type, Non-UL | [13 empty] | 112.12 | 30.2724 | 30.2724
GMD16MR-02 | GMC12MR-02 | GMC12MR-02 | GMC12MR-02 | Mini Reversing Contactor, 16A, DC Coil, 2 NC, Screw clamp connection type, Non-UL | [13 empty] | 112.12 | 30.2724 | 30.2724
Meta-Mec Mini Contactor Relays
*Please specify 1) coil voltages 2) Composition
Part# | Part# | Part# | Part# | Description | [8 empty] | Composition |  |  |  |  | List Price
GMR4M | GMR4M | GMR4M | GMR4M | 4-pole Mini contactor relays, AC, 16A | [8 empty] | 4NO, 3NO1NC, 2NO2NC, 1NO3NC, or 4NC |  |  |  |  | 31.5 | 8.505 | 8.505
GMR4MD | GMR4MD | GMR4MD | GMR4MD | 4-pole Mini contactor relays, DC, 16A | 4-pole Contactor Relays, DC Coil, 16A, Composition: 4a / 3a1b / 2a2b / 1a3b / 4b | 4-pole Contactor Relays, DC Coil, 16A, Composition: 4a / 3a1b / 2a2b / 1a3b / 4b | 4-pole Contactor Relays, DC Coil, 16A, Composition: 4a / 3a1b / 2a2b / 1a3b / 4b | 4-pole Contactor Relays, DC Coil, 16A, Composition: 4a / 3a1b / 2a2b / 1a3b / 4b | 4-pole Contactor Relays, DC Coil, 16A, Composition: 4a / 3a1b / 2a2b / 1a3b / 4b | 4-pole Contactor Relays, DC Coil, 16A, Composition: 4a / 3a1b / 2a2b / 1a3b / 4b | 4-pole Contactor Relays, DC Coil, 16A, Composition: 4a / 3a1b / 2a2b / 1a3b / 4b | 4-pole Contactor Relays, DC Coil, 16A, Composition: 4a / 3a1b / 2a2b / 1a3b / 4b | [5 empty] | 36.1 | 9.747 | 9.747
GMR6M | GMR6M | GMR6M | GMR6M | 6-pole Mini contactor relays, AC, 16A (GMR4M + AU2M) | 6-pole Contactor Relays, AC Coil, 16A, MR-4 + UA-2, Composition: 6a / 5a1b / 4a2b / 3a3b / 2a4b | 6-pole Contactor Relays, AC Coil, 16A, MR-4 + UA-2, Composition: 6a / 5a1b / 4a2b / 3a3b / 2a4b | 6-pole Contactor Relays, AC Coil, 16A, MR-4 + UA-2, Composition: 6a / 5a1b / 4a2b / 3a3b / 2a4b | 6-pole Contactor Relays, AC Coil, 16A, MR-4 + UA-2, Composition: 6a / 5a1b / 4a2b / 3a3b / 2a4b | 6-pole Contactor Relays, AC Coil, 16A, MR-4 + UA-2, Composition: 6a / 5a1b / 4a2b / 3a3b / 2a4b | 6-pole Contactor Relays, AC Coil, 16A, MR-4 + UA-2, Composition: 6a / 5a1b / 4a2b / 3a3b / 2a4b | 6-pole Contactor Relays, AC Coil, 16A, MR-4 + UA-2, Composition: 6a / 5a1b / 4a2b / 3a3b / 2a4b | 6-pole Contactor Relays, AC Coil, 16A, MR-4 + UA-2, Composition: 6a / 5a1b / 4a2b / 3a3b / 2a4b | 6NO, 5NO1NC, 4NO2NC, 3NO3NC, or 2NO4NC |  |  |  |  | 39.96 | 10.7892 | 10.7892
GMR6MD | GMR6MD | GMR6MD | GMR6MD | 6-pole Mini contactor relays, DC, 16A (GMR4MD + AU2M) | 6-pole Contactor Relays, DC Coil, 16A, MR-4D + UA-2, Composition: 6a / 5a1b / 4a2b / 3a3b / 2a4b | 6-pole Contactor Relays, DC Coil, 16A, MR-4D + UA-2, Composition: 6a / 5a1b / 4a2b / 3a3b / 2a4b | 6-pole Contactor Relays, DC Coil, 16A, MR-4D + UA-2, Composition: 6a / 5a1b / 4a2b / 3a3b / 2a4b | 6-pole Contactor Relays, DC Coil, 16A, MR-4D + UA-2, Composition: 6a / 5a1b / 4a2b / 3a3b / 2a4b | 6-pole Contactor Relays, DC Coil, 16A, MR-4D + UA-2, Composition: 6a / 5a1b / 4a2b / 3a3b / 2a4b | 6-pole Contactor Relays, DC Coil, 16A, MR-4D + UA-2, Composition: 6a / 5a1b / 4a2b / 3a3b / 2a4b | 6-pole Contactor Relays, DC Coil, 16A, MR-4D + UA-2, Composition: 6a / 5a1b / 4a2b / 3a3b / 2a4b | 6-pole Contactor Relays, DC Coil, 16A, MR-4D + UA-2, Composition: 6a / 5a1b / 4a2b / 3a3b / 2a4b | [5 empty] | 44.56 | 12.0312 | 12.0312
GMR8M | GMR8M | GMR8M | GMR8M | 8-pole Mini contactor relays, AC, 16A (GMR4M + AU4M) | 8-pole Contactor Relays, AC Coil, 16A, MR-4 + UA-4, Composition: 8a / 7a1b / 6a2b / 5a3b / 4a4b | 8-pole Contactor Relays, AC Coil, 16A, MR-4 + UA-4, Composition: 8a / 7a1b / 6a2b / 5a3b / 4a4b | 8-pole Contactor Relays, AC Coil, 16A, MR-4 + UA-4, Composition: 8a / 7a1b / 6a2b / 5a3b / 4a4b | 8-pole Contactor Relays, AC Coil, 16A, MR-4 + UA-4, Composition: 8a / 7a1b / 6a2b / 5a3b / 4a4b | 8-pole Contactor Relays, AC Coil, 16A, MR-4 + UA-4, Composition: 8a / 7a1b / 6a2b / 5a3b / 4a4b | 8-pole Contactor Relays, AC Coil, 16A, MR-4 + UA-4, Composition: 8a / 7a1b / 6a2b / 5a3b / 4a4b | 8-pole Contactor Relays, AC Coil, 16A, MR-4 + UA-4, Composition: 8a / 7a1b / 6a2b / 5a3b / 4a4b | 8-pole Contactor Relays, AC Coil, 16A, MR-4 + UA-4, Composition: 8a / 7a1b / 6a2b / 5a3b / 4a4b | 8NO, 7NO1NC, 6NO2NC, 5NO3NC, or 4NO4NC |  |  |  |  | 41.82 | 11.2914 | 11.2914
GMR8MD | GMR8MD | GMR8MD | GMR8MD | 8-pole Mini contactor relays, DC, 16A (GMR4MD + AU4M) | 8-pole Contactor Relays, DC Coil, 16A, MR-4D + UA-4, Composition: 8a / 7a1b / 6a2b / 5a3b / 4a4b | 8-pole Contactor Relays, DC Coil, 16A, MR-4D + UA-4, Composition: 8a / 7a1b / 6a2b / 5a3b / 4a4b | 8-pole Contactor Relays, DC Coil, 16A, MR-4D + UA-4, Composition: 8a / 7a1b / 6a2b / 5a3b / 4a4b | 8-pole Contactor Relays, DC Coil, 16A, MR-4D + UA-4, Composition: 8a / 7a1b / 6a2b / 5a3b / 4a4b | 8-pole Contactor Relays, DC Coil, 16A, MR-4D + UA-4, Composition: 8a / 7a1b / 6a2b / 5a3b / 4a4b | 8-pole Contactor Relays, DC Coil, 16A, MR-4D + UA-4, Composition: 8a / 7a1b / 6a2b / 5a3b / 4a4b | 8-pole Contactor Relays, DC Coil, 16A, MR-4D + UA-4, Composition: 8a / 7a1b / 6a2b / 5a3b / 4a4b | 8-pole Contactor Relays, DC Coil, 16A, MR-4D + UA-4, Composition: 8a / 7a1b / 6a2b / 5a3b / 4a4b | [5 empty] | 46.42 | 12.5334 | 12.5334
Meta-Mec Mini Overload Relays
*Please specify the amp ranges on each of the overload relays
Part# | Part# | Part# | Part# | Description | [13 empty] | List Price
GTK12M |  |  |  | MetaMec Mini Overload Relays, Screw Clamp Type only (Amp ranges: 0.1-0.16, 0.16-0.25, | [13 empty] | 29.2 | 7.884 | 7.884
0.25-0.4, 0.4-0.63, 0.63-1, 1-1.6, 1.6-2.5, 2.5-4, 4-6, 5-8, 6-9, 7-10, 9-13, 12-16)
ACCESSORIES FOR MINI CONTACTORS/RELAYS
AUXILIARY CONTACT UNIT
Part# | Part# | Part# | Part# | Description | [13 empty] | List Price
AU1M | AU1M | AU1M | AU1M | 1 Pole Mini Auxiliary Contacts, Side Mount, Standard Screw Clamp Type | 1 Pole Mini Auxiliary Contacts, Side Mount, Standard Screw Clamp Type | 1 Pole Mini Auxiliary Contacts, Side Mount, Standard Screw Clamp Type | 1 Pole Mini Auxiliary Contacts, Side Mount, Standard Screw Clamp Type | 1 Pole Mini Auxiliary Contacts, Side Mount, Standard Screw Clamp Type | 1 Pole Mini Auxiliary Contacts, Side Mount, Standard Screw Clamp Type | 1 Pole Mini Auxiliary Contacts, Side Mount, Standard Screw Clamp Type | 1 Pole Mini Auxiliary Contacts, Side Mount, Standard Screw Clamp Type | 1 Pole Mini Auxiliary Contacts, Side Mount, Standard Screw Clamp Type | 1 Pole Mini Auxiliary Contacts, Side Mount, Standard Screw Clamp Type | 1 Pole Mini Auxiliary Contacts, Side Mount, Standard Screw Clamp Type | 1 Pole Mini Auxiliary Contacts, Side Mount, Standard Screw Clamp Type | 1 Pole Mini Auxiliary Contacts, Side Mount, Standard Screw Clamp Type | 1 Pole Mini Auxiliary Contacts, Side Mount, Standard Screw Clamp Type | 4.05 | 1.0935 | 1.0935
AU2M | AU2M | AU2M | AU2M | 2 Pole Mini Auxiliary Contacts, Front Mount, Standard Screw Clamp Type | 2 Pole Mini Auxiliary Contacts, Front Mount, Standard Screw Clamp Type | 2 Pole Mini Auxiliary Contacts, Front Mount, Standard Screw Clamp Type | 2 Pole Mini Auxiliary Contacts, Front Mount, Standard Screw Clamp Type | 2 Pole Mini Auxiliary Contacts, Front Mount, Standard Screw Clamp Type | 2 Pole Mini Auxiliary Contacts, Front Mount, Standard Screw Clamp Type | 2 Pole Mini Auxiliary Contacts, Front Mount, Standard Screw Clamp Type | 2 Pole Mini Auxiliary Contacts, Front Mount, Standard Screw Clamp Type | 2 Pole Mini Auxiliary Contacts, Front Mount, Standard Screw Clamp Type | 2 Pole Mini Auxiliary Contacts, Front Mount, Standard Screw Clamp Type | 2 Pole Mini Auxiliary Contacts, Front Mount, Standard Screw Clamp Type | 2 Pole Mini Auxiliary Contacts, Front Mount, Standard Screw Clamp Type | 2 Pole Mini Auxiliary Contacts, Front Mount, Standard Screw Clamp Type | 2 Pole Mini Auxiliary Contacts, Front Mount, Standard Screw Clamp Type | 8.46 | 2.2842 | 2.2842
AU4M | AU4M | AU4M | AU4M | 4 Pole Mini Auxiliary Contacts, Front Mount, Standard Screw Clamp Type | 4 Pole Mini Auxiliary Contacts, Front Mount, Standard Screw Clamp Type | 4 Pole Mini Auxiliary Contacts, Front Mount, Standard Screw Clamp Type | 4 Pole Mini Auxiliary Contacts, Front Mount, Standard Screw Clamp Type | 4 Pole Mini Auxiliary Contacts, Front Mount, Standard Screw Clamp Type | 4 Pole Mini Auxiliary Contacts, Front Mount, Standard Screw Clamp Type | 4 Pole Mini Auxiliary Contacts, Front Mount, Standard Screw Clamp Type | 4 Pole Mini Auxiliary Contacts, Front Mount, Standard Screw Clamp Type | 4 Pole Mini Auxiliary Contacts, Front Mount, Standard Screw Clamp Type | 4 Pole Mini Auxiliary Contacts, Front Mount, Standard Screw Clamp Type | 4 Pole Mini Auxiliary Contacts, Front Mount, Standard Screw Clamp Type | 4 Pole Mini Auxiliary Contacts, Front Mount, Standard Screw Clamp Type | 4 Pole Mini Auxiliary Contacts, Front Mount, Standard Screw Clamp Type | 4 Pole Mini Auxiliary Contacts, Front Mount, Standard Screw Clamp Type | 10.31 | 2.7837 | 2.7837
AU1MF | AU1MF | AU1MF | AU1MF | 1 Pole Mini Auxiliary Contacts, Side Mount, Fast-on Type | 1 Pole Mini Auxiliary Contacts, Side Mount, Fast-on Type | 1 Pole Mini Auxiliary Contacts, Side Mount, Fast-on Type | 1 Pole Mini Auxiliary Contacts, Side Mount, Fast-on Type | 1 Pole Mini Auxiliary Contacts, Side Mount, Fast-on Type | 1 Pole Mini Auxiliary Contacts, Side Mount, Fast-on Type | 1 Pole Mini Auxiliary Contacts, Side Mount, Fast-on Type | 1 Pole Mini Auxiliary Contacts, Side Mount, Fast-on Type | 1 Pole Mini Auxiliary Contacts, Side Mount, Fast-on Type | 1 Pole Mini Auxiliary Contacts, Side Mount, Fast-on Type | 1 Pole Mini Auxiliary Contacts, Side Mount, Fast-on Type | 1 Pole Mini Auxiliary Contacts, Side Mount, Fast-on Type | 1 Pole Mini Auxiliary Contacts, Side Mount, Fast-on Type | 1 Pole Mini Auxiliary Contacts, Side Mount, Fast-on Type | 4.5 | 1.215 | 1.215
AU2MF | AU2MF | AU2MF | AU2MF | 2 Pole Mini Auxiliary Contacts, Front Mount, Fast-on Type | 2 Pole Mini Auxiliary Contacts, Front Mount, Fast-on Type | 2 Pole Mini Auxiliary Contacts, Front Mount, Fast-on Type | 2 Pole Mini Auxiliary Contacts, Front Mount, Fast-on Type | 2 Pole Mini Auxiliary Contacts, Front Mount, Fast-on Type | 2 Pole Mini Auxiliary Contacts, Front Mount, Fast-on Type | 2 Pole Mini Auxiliary Contacts, Front Mount, Fast-on Type | 2 Pole Mini Auxiliary Contacts, Front Mount, Fast-on Type | 2 Pole Mini Auxiliary Contacts, Front Mount, Fast-on Type | 2 Pole Mini Auxiliary Contacts, Front Mount, Fast-on Type | 2 Pole Mini Auxiliary Contacts, Front Mount, Fast-on Type | 2 Pole Mini Auxiliary Contacts, Front Mount, Fast-on Type | 2 Pole Mini Auxiliary Contacts, Front Mount, Fast-on Type | 2 Pole Mini Auxiliary Contacts, Front Mount, Fast-on Type | 10.8 | 2.916 | 2.916
AU4MF | AU4MF | AU4MF | AU4MF | 4 Pole Mini Auxiliary Contacts, Front Mount, Fast-on Type | 4 Pole Mini Auxiliary Contacts, Front Mount, Fast-on Type | 4 Pole Mini Auxiliary Contacts, Front Mount, Fast-on Type | 4 Pole Mini Auxiliary Contacts, Front Mount, Fast-on Type | 4 Pole Mini Auxiliary Contacts, Front Mount, Fast-on Type | 4 Pole Mini Auxiliary Contacts, Front Mount, Fast-on Type | 4 Pole Mini Auxiliary Contacts, Front Mount, Fast-on Type | 4 Pole Mini Auxiliary Contacts, Front Mount, Fast-on Type | 4 Pole Mini Auxiliary Contacts, Front Mount, Fast-on Type | 4 Pole Mini Auxiliary Contacts, Front Mount, Fast-on Type | 4 Pole Mini Auxiliary Contacts, Front Mount, Fast-on Type | 4 Pole Mini Auxiliary Contacts, Front Mount, Fast-on Type | 4 Pole Mini Auxiliary Contacts, Front Mount, Fast-on Type | 4 Pole Mini Auxiliary Contacts, Front Mount, Fast-on Type | 11.7 | 3.159 | 3.159
AU1MC | AU1MC | AU1MC | AU1MC | 1 Pole Mini Auxiliary Contacts, Side Mount, Cage Clamp Type | 1 Pole Mini Auxiliary Contacts, Side Mount, Cage Clamp Type | 1 Pole Mini Auxiliary Contacts, Side Mount, Cage Clamp Type | 1 Pole Mini Auxiliary Contacts, Side Mount, Cage Clamp Type | 1 Pole Mini Auxiliary Contacts, Side Mount, Cage Clamp Type | 1 Pole Mini Auxiliary Contacts, Side Mount, Cage Clamp Type | 1 Pole Mini Auxiliary Contacts, Side Mount, Cage Clamp Type | 1 Pole Mini Auxiliary Contacts, Side Mount, Cage Clamp Type | 1 Pole Mini Auxiliary Contacts, Side Mount, Cage Clamp Type | 1 Pole Mini Auxiliary Contacts, Side Mount, Cage Clamp Type | 1 Pole Mini Auxiliary Contacts, Side Mount, Cage Clamp Type | 1 Pole Mini Auxiliary Contacts, Side Mount, Cage Clamp Type | 1 Pole Mini Auxiliary Contacts, Side Mount, Cage Clamp Type | 1 Pole Mini Auxiliary Contacts, Side Mount, Cage Clamp Type | 4.5 | 1.215 | 1.215
AU2MC | AU2MC | AU2MC | AU2MC | 2 Pole Mini Auxiliary Contacts, Front Mount, Cage Clamp Type | 2 Pole Mini Auxiliary Contacts, Front Mount, Cage Clamp Type | 2 Pole Mini Auxiliary Contacts, Front Mount, Cage Clamp Type | 2 Pole Mini Auxiliary Contacts, Front Mount, Cage Clamp Type | 2 Pole Mini Auxiliary Contacts, Front Mount, Cage Clamp Type | 2 Pole Mini Auxiliary Contacts, Front Mount, Cage Clamp Type | 2 Pole Mini Auxiliary Contacts, Front Mount, Cage Clamp Type | 2 Pole Mini Auxiliary Contacts, Front Mount, Cage Clamp Type | 2 Pole Mini Auxiliary Contacts, Front Mount, Cage Clamp Type | 2 Pole Mini Auxiliary Contacts, Front Mount, Cage Clamp Type | 2 Pole Mini Auxiliary Contacts, Front Mount, Cage Clamp Type | 2 Pole Mini Auxiliary Contacts, Front Mount, Cage Clamp Type | 2 Pole Mini Auxiliary Contacts, Front Mount, Cage Clamp Type | 2 Pole Mini Auxiliary Contacts, Front Mount, Cage Clamp Type | 10.8 | 2.916 | 2.916
AU4MC | AU4MC | AU4MC | AU4MC | 4 Pole Mini Auxiliary Contacts, Front Mount, Cage Clamp Type | 4 Pole Mini Auxiliary Contacts, Front Mount, Cage Clamp Type | 4 Pole Mini Auxiliary Contacts, Front Mount, Cage Clamp Type | 4 Pole Mini Auxiliary Contacts, Front Mount, Cage Clamp Type | 4 Pole Mini Auxiliary Contacts, Front Mount, Cage Clamp Type | 4 Pole Mini Auxiliary Contacts, Front Mount, Cage Clamp Type | 4 Pole Mini Auxiliary Contacts, Front Mount, Cage Clamp Type | 4 Pole Mini Auxiliary Contacts, Front Mount, Cage Clamp Type | 4 Pole Mini Auxiliary Contacts, Front Mount, Cage Clamp Type | 4 Pole Mini Auxiliary Contacts, Front Mount, Cage Clamp Type | 4 Pole Mini Auxiliary Contacts, Front Mount, Cage Clamp Type | 4 Pole Mini Auxiliary Contacts, Front Mount, Cage Clamp Type | 4 Pole Mini Auxiliary Contacts, Front Mount, Cage Clamp Type | 4 Pole Mini Auxiliary Contacts, Front Mount, Cage Clamp Type | 11.7 | 3.159 | 3.159
AU1MP | AU1MP | AU1MP | AU1MP | 1 Pole Mini Auxiliary Contacts, Side Mount, Soldier Pin Type | 1 Pole Mini Auxiliary Contacts, Side Mount, Soldier Pin Type | 1 Pole Mini Auxiliary Contacts, Side Mount, Soldier Pin Type | 1 Pole Mini Auxiliary Contacts, Side Mount, Soldier Pin Type | 1 Pole Mini Auxiliary Contacts, Side Mount, Soldier Pin Type | 1 Pole Mini Auxiliary Contacts, Side Mount, Soldier Pin Type | 1 Pole Mini Auxiliary Contacts, Side Mount, Soldier Pin Type | 1 Pole Mini Auxiliary Contacts, Side Mount, Soldier Pin Type | 1 Pole Mini Auxiliary Contacts, Side Mount, Soldier Pin Type | 1 Pole Mini Auxiliary Contacts, Side Mount, Soldier Pin Type | 1 Pole Mini Auxiliary Contacts, Side Mount, Soldier Pin Type | 1 Pole Mini Auxiliary Contacts, Side Mount, Soldier Pin Type | 1 Pole Mini Auxiliary Contacts, Side Mount, Soldier Pin Type | 1 Pole Mini Auxiliary Contacts, Side Mount, Soldier Pin Type | 4.5 | 1.215 | 1.215
AU2MP | AU2MC | AU2MC | AU2MC | 2 Pole Mini Auxiliary Contacts, Side Mount, Soldier Pin Type | 1 Pole Mini Auxiliary Contacts, Side Mount, Soldier Pin Type | 1 Pole Mini Auxiliary Contacts, Side Mount, Soldier Pin Type | 1 Pole Mini Auxiliary Contacts, Side Mount, Soldier Pin Type | 1 Pole Mini Auxiliary Contacts, Side Mount, Soldier Pin Type | 1 Pole Mini Auxiliary Contacts, Side Mount, Soldier Pin Type | 1 Pole Mini Auxiliary Contacts, Side Mount, Soldier Pin Type | 1 Pole Mini Auxiliary Contacts, Side Mount, Soldier Pin Type | 1 Pole Mini Auxiliary Contacts, Side Mount, Soldier Pin Type | 1 Pole Mini Auxiliary Contacts, Side Mount, Soldier Pin Type | 1 Pole Mini Auxiliary Contacts, Side Mount, Soldier Pin Type | 1 Pole Mini Auxiliary Contacts, Side Mount, Soldier Pin Type | 1 Pole Mini Auxiliary Contacts, Side Mount, Soldier Pin Type | 1 Pole Mini Auxiliary Contacts, Side Mount, Soldier Pin Type | 10.8 | 2.916 | 2.916
AU4MP | AU4MC | AU4MC | AU4MC | 4 Pole Mini Auxiliary Contacts, Side Mount, Soldier Pin Type | 1 Pole Mini Auxiliary Contacts, Side Mount, Soldier Pin Type | 1 Pole Mini Auxiliary Contacts, Side Mount, Soldier Pin Type | 1 Pole Mini Auxiliary Contacts, Side Mount, Soldier Pin Type | 1 Pole Mini Auxiliary Contacts, Side Mount, Soldier Pin Type | 1 Pole Mini Auxiliary Contacts, Side Mount, Soldier Pin Type | 1 Pole Mini Auxiliary Contacts, Side Mount, Soldier Pin Type | 1 Pole Mini Auxiliary Contacts, Side Mount, Soldier Pin Type | 1 Pole Mini Auxiliary Contacts, Side Mount, Soldier Pin Type | 1 Pole Mini Auxiliary Contacts, Side Mount, Soldier Pin Type | 1 Pole Mini Auxiliary Contacts, Side Mount, Soldier Pin Type | 1 Pole Mini Auxiliary Contacts, Side Mount, Soldier Pin Type | 1 Pole Mini Auxiliary Contacts, Side Mount, Soldier Pin Type | 1 Pole Mini Auxiliary Contacts, Side Mount, Soldier Pin Type | 11.7 | 3.159 | 3.159
SURGE UNIT FOR
Part# | Part# | Part# | Part# | Description | [13 empty] | List Price
AS-12M/1 | AS-12M/1 | AS-12M/1 | AS-12M/1 | Surge Absorber Unit for GMC6M~16M, AC24~48V, With Varistor | Surge Absorber Unit for AC Mini Contactors, AC24~48V, With Varistor | Surge Absorber Unit for AC Mini Contactors, AC24~48V, With Varistor | Surge Absorber Unit for AC Mini Contactors, AC24~48V, With Varistor | Surge Absorber Unit for AC Mini Contactors, AC24~48V, With Varistor | Surge Absorber Unit for AC Mini Contactors, AC24~48V, With Varistor | Surge Absorber Unit for AC Mini Contactors, AC24~48V, With Varistor | Surge Absorber Unit for AC Mini Contactors, AC24~48V, With Varistor | Surge Absorber Unit for AC Mini Contactors, AC24~48V, With Varistor | Surge Absorber Unit for AC Mini Contactors, AC24~48V, With Varistor | Surge Absorber Unit for AC Mini Contactors, AC24~48V, With Varistor | Surge Absorber Unit for AC Mini Contactors, AC24~48V, With Varistor | Surge Absorber Unit for AC Mini Contactors, AC24~48V, With Varistor | Surge Absorber Unit for AC Mini Contactors, AC24~48V, With Varistor | 2.76 | 0.7452 | 0.7452
AS-12M/2 | AS-12M/2 | AS-12M/2 | AS-12M/2 | Surge Absorber Unit for GMC6M~16M, AC60~127V, With Varistor | Surge Absorber Unit for AC Mini Contactors, AC60~127V, With Varistor | Surge Absorber Unit for AC Mini Contactors, AC60~127V, With Varistor | Surge Absorber Unit for AC Mini Contactors, AC60~127V, With Varistor | Surge Absorber Unit for AC Mini Contactors, AC60~127V, With Varistor | Surge Absorber Unit for AC Mini Contactors, AC60~127V, With Varistor | Surge Absorber Unit for AC Mini Contactors, AC60~127V, With Varistor | Surge Absorber Unit for AC Mini Contactors, AC60~127V, With Varistor | Surge Absorber Unit for AC Mini Contactors, AC60~127V, With Varistor | Surge Absorber Unit for AC Mini Contactors, AC60~127V, With Varistor | Surge Absorber Unit for AC Mini Contactors, AC60~127V, With Varistor | Surge Absorber Unit for AC Mini Contactors, AC60~127V, With Varistor | Surge Absorber Unit for AC Mini Contactors, AC60~127V, With Varistor | Surge Absorber Unit for AC Mini Contactors, AC60~127V, With Varistor | 2.76 | 0.7452 | 0.7452
AS-12M/3 | AS-12M/3 | AS-12M/3 | AS-12M/3 | Surge Absorber Unit for GMC6M~16M, AC200~240V, With Varistor | Surge Absorber Unit for AC Mini Contactors, AC200~240V, With Varistor | Surge Absorber Unit for AC Mini Contactors, AC200~240V, With Varistor | Surge Absorber Unit for AC Mini Contactors, AC200~240V, With Varistor | Surge Absorber Unit for AC Mini Contactors, AC200~240V, With Varistor | Surge Absorber Unit for AC Mini Contactors, AC200~240V, With Varistor | Surge Absorber Unit for AC Mini Contactors, AC200~240V, With Varistor | Surge Absorber Unit for AC Mini Contactors, AC200~240V, With Varistor | Surge Absorber Unit for AC Mini Contactors, AC200~240V, With Varistor | Surge Absorber Unit for AC Mini Contactors, AC200~240V, With Varistor | Surge Absorber Unit for AC Mini Contactors, AC200~240V, With Varistor | Surge Absorber Unit for AC Mini Contactors, AC200~240V, With Varistor | Surge Absorber Unit for AC Mini Contactors, AC200~240V, With Varistor | Surge Absorber Unit for AC Mini Contactors, AC200~240V, With Varistor | 2.76 | 0.7452 | 0.7452
AS-12M/4 | AS-12M/4 | AS-12M/4 | AS-12M/4 | Surge Absorber Unit for GMD6M~16M, DC12~24V, With Varistor | Surge Absorber Unit for AC Mini Contactors, DC12~24V, With Varistor | Surge Absorber Unit for AC Mini Contactors, DC12~24V, With Varistor | Surge Absorber Unit for AC Mini Contactors, DC12~24V, With Varistor | Surge Absorber Unit for AC Mini Contactors, DC12~24V, With Varistor | Surge Absorber Unit for AC Mini Contactors, DC12~24V, With Varistor | Surge Absorber Unit for AC Mini Contactors, DC12~24V, With Varistor | Surge Absorber Unit for AC Mini Contactors, DC12~24V, With Varistor | Surge Absorber Unit for AC Mini Contactors, DC12~24V, With Varistor | Surge Absorber Unit for AC Mini Contactors, DC12~24V, With Varistor | Surge Absorber Unit for AC Mini Contactors, DC12~24V, With Varistor | Surge Absorber Unit for AC Mini Contactors, DC12~24V, With Varistor | Surge Absorber Unit for AC Mini Contactors, DC12~24V, With Varistor | Surge Absorber Unit for AC Mini Contactors, DC12~24V, With Varistor | 2.76 | 0.7452 | 0.7452
AS-12M/5 | AS-12M/5 | AS-12M/5 | AS-12M/5 | Surge Absorber Unit for GMD6M~16M, DC30~72V, With Varistor | Surge Absorber Unit for AC Mini Contactors, DC30~72V, With Varistor | Surge Absorber Unit for AC Mini Contactors, DC30~72V, With Varistor | Surge Absorber Unit for AC Mini Contactors, DC30~72V, With Varistor | Surge Absorber Unit for AC Mini Contactors, DC30~72V, With Varistor | Surge Absorber Unit for AC Mini Contactors, DC30~72V, With Varistor | Surge Absorber Unit for AC Mini Contactors, DC30~72V, With Varistor | Surge Absorber Unit for AC Mini Contactors, DC30~72V, With Varistor | Surge Absorber Unit for AC Mini Contactors, DC30~72V, With Varistor | Surge Absorber Unit for AC Mini Contactors, DC30~72V, With Varistor | Surge Absorber Unit for AC Mini Contactors, DC30~72V, With Varistor | Surge Absorber Unit for AC Mini Contactors, DC30~72V, With Varistor | Surge Absorber Unit for AC Mini Contactors, DC30~72V, With Varistor | Surge Absorber Unit for AC Mini Contactors, DC30~72V, With Varistor | 2.76 | 0.7452 | 0.7452
AS-12M/6 | AS-12M/6 | AS-12M/6 | AS-12M/6 | Surge Absorber Unit for GMD6M~16M, DC100~127V, With Varistor | Surge Absorber Unit for AC Mini Contactors, DC100~127V, With Varistor | Surge Absorber Unit for AC Mini Contactors, DC100~127V, With Varistor | Surge Absorber Unit for AC Mini Contactors, DC100~127V, With Varistor | Surge Absorber Unit for AC Mini Contactors, DC100~127V, With Varistor | Surge Absorber Unit for AC Mini Contactors, DC100~127V, With Varistor | Surge Absorber Unit for AC Mini Contactors, DC100~127V, With Varistor | Surge Absorber Unit for AC Mini Contactors, DC100~127V, With Varistor | Surge Absorber Unit for AC Mini Contactors, DC100~127V, With Varistor | Surge Absorber Unit for AC Mini Contactors, DC100~127V, With Varistor | Surge Absorber Unit for AC Mini Contactors, DC100~127V, With Varistor | Surge Absorber Unit for AC Mini Contactors, DC100~127V, With Varistor | Surge Absorber Unit for AC Mini Contactors, DC100~127V, With Varistor | Surge Absorber Unit for AC Mini Contactors, DC100~127V, With Varistor | 2.76 | 0.7452 | 0.7452
AS-12M/7 | AS-12M/7 | AS-12M/7 | AS-12M/7 | Surge Absorber Unit for GMD6M~16M, DC200~250V, With Varistor | Surge Absorber Unit for AC Mini Contactors, DC200~250V, With Varistor | Surge Absorber Unit for AC Mini Contactors, DC200~250V, With Varistor | Surge Absorber Unit for AC Mini Contactors, DC200~250V, With Varistor | Surge Absorber Unit for AC Mini Contactors, DC200~250V, With Varistor | Surge Absorber Unit for AC Mini Contactors, DC200~250V, With Varistor | Surge Absorber Unit for AC Mini Contactors, DC200~250V, With Varistor | Surge Absorber Unit for AC Mini Contactors, DC200~250V, With Varistor | Surge Absorber Unit for AC Mini Contactors, DC200~250V, With Varistor | Surge Absorber Unit for AC Mini Contactors, DC200~250V, With Varistor | Surge Absorber Unit for AC Mini Contactors, DC200~250V, With Varistor | Surge Absorber Unit for AC Mini Contactors, DC200~250V, With Varistor | Surge Absorber Unit for AC Mini Contactors, DC200~250V, With Varistor | Surge Absorber Unit for AC Mini Contactors, DC200~250V, With Varistor | 2.76 | 0.7452 | 0.7452
INTERLOCK & WIRING UNIT
Part# | Part# | Part# | Part# | Description | [13 empty] | List Price
AR-12M | AR-12M | AR-12M | AR-12M | Mechanical Interlock for Mini Contactors | Mechanical Interlock for Mini Contactors | Mechanical Interlock for Mini Contactors | Mechanical Interlock for Mini Contactors | Mechanical Interlock for Mini Contactors | Mechanical Interlock for Mini Contactors | Mechanical Interlock for Mini Contactors | Mechanical Interlock for Mini Contactors | Mechanical Interlock for Mini Contactors | Mechanical Interlock for Mini Contactors | Mechanical Interlock for Mini Contactors | Mechanical Interlock for Mini Contactors | Mechanical Interlock for Mini Contactors | Mechanical Interlock for Mini Contactors | 3.62 | 0.9774 | 0.9774
AR12MW | AR12MW | AR12MW | AR12MW | Mechanical Interlock with Wire Set for Screw Clamp Type Mini Contactor | Mechanical Interlock with Wire Set for Screw Clamp Type | Mechanical Interlock with Wire Set for Screw Clamp Type | Mechanical Interlock with Wire Set for Screw Clamp Type | Mechanical Interlock with Wire Set for Screw Clamp Type | Mechanical Interlock with Wire Set for Screw Clamp Type | Mechanical Interlock with Wire Set for Screw Clamp Type | Mechanical Interlock with Wire Set for Screw Clamp Type | Mechanical Interlock with Wire Set for Screw Clamp Type | Mechanical Interlock with Wire Set for Screw Clamp Type | Mechanical Interlock with Wire Set for Screw Clamp Type | Mechanical Interlock with Wire Set for Screw Clamp Type | Mechanical Interlock with Wire Set for Screw Clamp Type | Mechanical Interlock with Wire Set for Screw Clamp Type | 15.12 | 4.0824 | 4.0824
TIMER UNIT
Part# | Part# | Part# | Part# | Description | [13 empty] | List Price
AT12M/1N | AT-12M/1N | AT-12M/1N | AT-12M/1N | Timer Unit for Mini Contactors, AC/DC24~48V, ON Delay, 0.1~30s | Timer Unit for Mini Contactors, AC/DC24~48V, ON Delay, 0.1~30s | Timer Unit for Mini Contactors, AC/DC24~48V, ON Delay, 0.1~30s | Timer Unit for Mini Contactors, AC/DC24~48V, ON Delay, 0.1~30s | Timer Unit for Mini Contactors, AC/DC24~48V, ON Delay, 0.1~30s | Timer Unit for Mini Contactors, AC/DC24~48V, ON Delay, 0.1~30s | Timer Unit for Mini Contactors, AC/DC24~48V, ON Delay, 0.1~30s | Timer Unit for Mini Contactors, AC/DC24~48V, ON Delay, 0.1~30s | Timer Unit for Mini Contactors, AC/DC24~48V, ON Delay, 0.1~30s | Timer Unit for Mini Contactors, AC/DC24~48V, ON Delay, 0.1~30s | Timer Unit for Mini Contactors, AC/DC24~48V, ON Delay, 0.1~30s | Timer Unit for Mini Contactors, AC/DC24~48V, ON Delay, 0.1~30s | Timer Unit for Mini Contactors, AC/DC24~48V, ON Delay, 0.1~30s | Timer Unit for Mini Contactors, AC/DC24~48V, ON Delay, 0.1~30s | 86.14 | 23.2578 | 23.2578
AT12M/1F | AT-12M/1F | AT-12M/1F | AT-12M/1F | Timer Unit for Mini Contactors, AC/DC24~48V, Off Delay, 0.1~30s | Timer Unit for Mini Contactors, AC/DC24~48V, Off Delay, 0.1~30s | Timer Unit for Mini Contactors, AC/DC24~48V, Off Delay, 0.1~30s | Timer Unit for Mini Contactors, AC/DC24~48V, Off Delay, 0.1~30s | Timer Unit for Mini Contactors, AC/DC24~48V, Off Delay, 0.1~30s | Timer Unit for Mini Contactors, AC/DC24~48V, Off Delay, 0.1~30s | Timer Unit for Mini Contactors, AC/DC24~48V, Off Delay, 0.1~30s | Timer Unit for Mini Contactors, AC/DC24~48V, Off Delay, 0.1~30s | Timer Unit for Mini Contactors, AC/DC24~48V, Off Delay, 0.1~30s | Timer Unit for Mini Contactors, AC/DC24~48V, Off Delay, 0.1~30s | Timer Unit for Mini Contactors, AC/DC24~48V, Off Delay, 0.1~30s | Timer Unit for Mini Contactors, AC/DC24~48V, Off Delay, 0.1~30s | Timer Unit for Mini Contactors, AC/DC24~48V, Off Delay, 0.1~30s | Timer Unit for Mini Contactors, AC/DC24~48V, Off Delay, 0.1~30s | 86.14 | 23.2578 | 23.2578
AT12M/2N | AT-12M/2N | AT-12M/2N | AT-12M/2N | Timer Unit for Mini Contactors, AC/DC100~220V, ON Delay, 0.1~30s | Timer Unit for Mini Contactors, AC/DC100~220V, ON Delay, 0.1~30s | Timer Unit for Mini Contactors, AC/DC100~220V, ON Delay, 0.1~30s | Timer Unit for Mini Contactors, AC/DC100~220V, ON Delay, 0.1~30s | Timer Unit for Mini Contactors, AC/DC100~220V, ON Delay, 0.1~30s | Timer Unit for Mini Contactors, AC/DC100~220V, ON Delay, 0.1~30s | Timer Unit for Mini Contactors, AC/DC100~220V, ON Delay, 0.1~30s | Timer Unit for Mini Contactors, AC/DC100~220V, ON Delay, 0.1~30s | Timer Unit for Mini Contactors, AC/DC100~220V, ON Delay, 0.1~30s | Timer Unit for Mini Contactors, AC/DC100~220V, ON Delay, 0.1~30s | Timer Unit for Mini Contactors, AC/DC100~220V, ON Delay, 0.1~30s | Timer Unit for Mini Contactors, AC/DC100~220V, ON Delay, 0.1~30s | Timer Unit for Mini Contactors, AC/DC100~220V, ON Delay, 0.1~30s | Timer Unit for Mini Contactors, AC/DC100~220V, ON Delay, 0.1~30s | 86.14 | 23.2578 | 23.2578
AT12M/2F | AT-12M/2F | AT-12M/2F | AT-12M/2F | Timer Unit for Mini Contactors, AC/DC100~220V, Off Delay, 0.1~30s | Timer Unit for Mini Contactors, AC/DC100~220V, Off Delay, 0.1~30s | Timer Unit for Mini Contactors, AC/DC100~220V, Off Delay, 0.1~30s | Timer Unit for Mini Contactors, AC/DC100~220V, Off Delay, 0.1~30s | Timer Unit for Mini Contactors, AC/DC100~220V, Off Delay, 0.1~30s | Timer Unit for Mini Contactors, AC/DC100~220V, Off Delay, 0.1~30s | Timer Unit for Mini Contactors, AC/DC100~220V, Off Delay, 0.1~30s | Timer Unit for Mini Contactors, AC/DC100~220V, Off Delay, 0.1~30s | Timer Unit for Mini Contactors, AC/DC100~220V, Off Delay, 0.1~30s | Timer Unit for Mini Contactors, AC/DC100~220V, Off Delay, 0.1~30s | Timer Unit for Mini Contactors, AC/DC100~220V, Off Delay, 0.1~30s | Timer Unit for Mini Contactors, AC/DC100~220V, Off Delay, 0.1~30s | Timer Unit for Mini Contactors, AC/DC100~220V, Off Delay, 0.1~30s | Timer Unit for Mini Contactors, AC/DC100~220V, Off Delay, 0.1~30s | 86.14 | 23.2578 | 23.2578
SEPARATE MOUNTING UNIT (MINI OVERLOAD RELAY)
Part# | Part# | Part# | Part# | Description | [13 empty] | List Price
AZ-12MH |  |  |  | Separate Mounting Unit for Mini Overload Relay (GTK12M) | [13 empty] | 10.19 | 2.7513 | 2.7513

## MCCB MCB
UL 489, MOLDED CASE CIRCUIT BREAKERS (MCCB)
NU TYPE - 35kA
Fixed-Thermal & Fixed-Magnetic (FTU)
Frame size |  | Part# |  |  |  | Description | [11 empty] | List Price | WS Price
125AF |  | TD125NU-FTU-LL-15 | TD125NU-FTU-LL-15 | TD125NU-FTU-LL-15 | TD125NU-FTU-LL-15 | Susol MCCB UL489 35kA, 15A 3P Fixed thermal & magnetic, w/lugs | Susol MCCB UL489 35kA, 15A 3P Fixed-thermal & Fixed-magnetic, w/lugs | Susol MCCB UL489 35kA, 15A 3P Fixed-thermal & Fixed-magnetic, w/lugs | Susol MCCB UL489 35kA, 15A 3P Fixed-thermal & Fixed-magnetic, w/lugs | Susol MCCB UL489 35kA, 15A 3P Fixed-thermal & Fixed-magnetic, w/lugs | Susol MCCB UL489 35kA, 15A 3P Fixed-thermal & Fixed-magnetic, w/lugs | Susol MCCB UL489 35kA, 15A 3P Fixed-thermal & Fixed-magnetic, w/lugs | Susol MCCB UL489 35kA, 15A 3P Fixed-thermal & Fixed-magnetic, w/lugs | Susol MCCB UL489 35kA, 15A 3P Fixed-thermal & Fixed-magnetic, w/lugs | Susol MCCB UL489 35kA, 15A 3P Fixed-thermal & Fixed-magnetic, w/lugs | Susol MCCB UL489 35kA, 15A 3P Fixed-thermal & Fixed-magnetic, w/lugs | Susol MCCB UL489 35kA, 15A 3P Fixed-thermal & Fixed-magnetic, w/lugs | 404.69 | 101.1725 | 101.1725
|  | TD125NU-FTU-LL-20 | TD125NU-FTU-LL-20 | TD125NU-FTU-LL-20 | TD125NU-FTU-LL-20 | Susol MCCB UL489 35kA, 20A 3P Fixed thermal & magnetic, w/lugs | Susol MCCB UL489 35kA, 20A 3P Fixed-thermal & Fixed-magnetic, w/lugs | Susol MCCB UL489 35kA, 20A 3P Fixed-thermal & Fixed-magnetic, w/lugs | Susol MCCB UL489 35kA, 20A 3P Fixed-thermal & Fixed-magnetic, w/lugs | Susol MCCB UL489 35kA, 20A 3P Fixed-thermal & Fixed-magnetic, w/lugs | Susol MCCB UL489 35kA, 20A 3P Fixed-thermal & Fixed-magnetic, w/lugs | Susol MCCB UL489 35kA, 20A 3P Fixed-thermal & Fixed-magnetic, w/lugs | Susol MCCB UL489 35kA, 20A 3P Fixed-thermal & Fixed-magnetic, w/lugs | Susol MCCB UL489 35kA, 20A 3P Fixed-thermal & Fixed-magnetic, w/lugs | Susol MCCB UL489 35kA, 20A 3P Fixed-thermal & Fixed-magnetic, w/lugs | Susol MCCB UL489 35kA, 20A 3P Fixed-thermal & Fixed-magnetic, w/lugs | Susol MCCB UL489 35kA, 20A 3P Fixed-thermal & Fixed-magnetic, w/lugs | 404.69 | 101.1725 | 101.1725
|  | TD125NU-FTU-LL-30 | TD125NU-FTU-LL-30 | TD125NU-FTU-LL-30 | TD125NU-FTU-LL-30 | Susol MCCB UL489 35kA, 30A 3P Fixed thermal & magnetic, w/lugs | Susol MCCB UL489 35kA, 30A 3P Fixed-thermal & Fixed-magnetic, w/lugs | Susol MCCB UL489 35kA, 30A 3P Fixed-thermal & Fixed-magnetic, w/lugs | Susol MCCB UL489 35kA, 30A 3P Fixed-thermal & Fixed-magnetic, w/lugs | Susol MCCB UL489 35kA, 30A 3P Fixed-thermal & Fixed-magnetic, w/lugs | Susol MCCB UL489 35kA, 30A 3P Fixed-thermal & Fixed-magnetic, w/lugs | Susol MCCB UL489 35kA, 30A 3P Fixed-thermal & Fixed-magnetic, w/lugs | Susol MCCB UL489 35kA, 30A 3P Fixed-thermal & Fixed-magnetic, w/lugs | Susol MCCB UL489 35kA, 30A 3P Fixed-thermal & Fixed-magnetic, w/lugs | Susol MCCB UL489 35kA, 30A 3P Fixed-thermal & Fixed-magnetic, w/lugs | Susol MCCB UL489 35kA, 30A 3P Fixed-thermal & Fixed-magnetic, w/lugs | Susol MCCB UL489 35kA, 30A 3P Fixed-thermal & Fixed-magnetic, w/lugs | 404.69 | 101.1725 | 101.1725
|  | TD125NU-FTU-LL-40 | TD125NU-FTU-LL-40 | TD125NU-FTU-LL-40 | TD125NU-FTU-LL-40 | Susol MCCB UL489 35kA, 40A 3P Fixed thermal & magnetic, w/lugs | Susol MCCB UL489 35kA, 40A 3P Fixed-thermal & Fixed-magnetic, w/lugs | Susol MCCB UL489 35kA, 40A 3P Fixed-thermal & Fixed-magnetic, w/lugs | Susol MCCB UL489 35kA, 40A 3P Fixed-thermal & Fixed-magnetic, w/lugs | Susol MCCB UL489 35kA, 40A 3P Fixed-thermal & Fixed-magnetic, w/lugs | Susol MCCB UL489 35kA, 40A 3P Fixed-thermal & Fixed-magnetic, w/lugs | Susol MCCB UL489 35kA, 40A 3P Fixed-thermal & Fixed-magnetic, w/lugs | Susol MCCB UL489 35kA, 40A 3P Fixed-thermal & Fixed-magnetic, w/lugs | Susol MCCB UL489 35kA, 40A 3P Fixed-thermal & Fixed-magnetic, w/lugs | Susol MCCB UL489 35kA, 40A 3P Fixed-thermal & Fixed-magnetic, w/lugs | Susol MCCB UL489 35kA, 40A 3P Fixed-thermal & Fixed-magnetic, w/lugs | Susol MCCB UL489 35kA, 40A 3P Fixed-thermal & Fixed-magnetic, w/lugs | 404.69 | 101.1725 | 101.1725
|  | TD125NU-FTU-LL-50 | TD125NU-FTU-LL-50 | TD125NU-FTU-LL-50 | TD125NU-FTU-LL-50 | Susol MCCB UL489 35kA, 50A 3P Fixed thermal & magnetic, w/lugs | Susol MCCB UL489 35kA, 50A 3P Fixed-thermal & Fixed-magnetic, w/lugs | Susol MCCB UL489 35kA, 50A 3P Fixed-thermal & Fixed-magnetic, w/lugs | Susol MCCB UL489 35kA, 50A 3P Fixed-thermal & Fixed-magnetic, w/lugs | Susol MCCB UL489 35kA, 50A 3P Fixed-thermal & Fixed-magnetic, w/lugs | Susol MCCB UL489 35kA, 50A 3P Fixed-thermal & Fixed-magnetic, w/lugs | Susol MCCB UL489 35kA, 50A 3P Fixed-thermal & Fixed-magnetic, w/lugs | Susol MCCB UL489 35kA, 50A 3P Fixed-thermal & Fixed-magnetic, w/lugs | Susol MCCB UL489 35kA, 50A 3P Fixed-thermal & Fixed-magnetic, w/lugs | Susol MCCB UL489 35kA, 50A 3P Fixed-thermal & Fixed-magnetic, w/lugs | Susol MCCB UL489 35kA, 50A 3P Fixed-thermal & Fixed-magnetic, w/lugs | Susol MCCB UL489 35kA, 50A 3P Fixed-thermal & Fixed-magnetic, w/lugs | 404.69 | 101.1725 | 101.1725
|  | TD125NU-FTU-LL-60 | TD125NU-FTU-LL-60 | TD125NU-FTU-LL-60 | TD125NU-FTU-LL-60 | Susol MCCB UL489 35kA, 60A 3P Fixed thermal & magnetic, w/lugs | Susol MCCB UL489 35kA, 60A 3P Fixed-thermal & Fixed-magnetic, w/lugs | Susol MCCB UL489 35kA, 60A 3P Fixed-thermal & Fixed-magnetic, w/lugs | Susol MCCB UL489 35kA, 60A 3P Fixed-thermal & Fixed-magnetic, w/lugs | Susol MCCB UL489 35kA, 60A 3P Fixed-thermal & Fixed-magnetic, w/lugs | Susol MCCB UL489 35kA, 60A 3P Fixed-thermal & Fixed-magnetic, w/lugs | Susol MCCB UL489 35kA, 60A 3P Fixed-thermal & Fixed-magnetic, w/lugs | Susol MCCB UL489 35kA, 60A 3P Fixed-thermal & Fixed-magnetic, w/lugs | Susol MCCB UL489 35kA, 60A 3P Fixed-thermal & Fixed-magnetic, w/lugs | Susol MCCB UL489 35kA, 60A 3P Fixed-thermal & Fixed-magnetic, w/lugs | Susol MCCB UL489 35kA, 60A 3P Fixed-thermal & Fixed-magnetic, w/lugs | Susol MCCB UL489 35kA, 60A 3P Fixed-thermal & Fixed-magnetic, w/lugs | 404.69 | 101.1725 | 101.1725
|  | TD125NU-FTU-LL-80 | TD125NU-FTU-LL-80 | TD125NU-FTU-LL-80 | TD125NU-FTU-LL-80 | Susol MCCB UL489 35kA, 80A 3P Fixed thermal & magnetic, w/lugs | Susol MCCB UL489 35kA, 80A 3P Fixed-thermal & Fixed-magnetic, w/lugs | Susol MCCB UL489 35kA, 80A 3P Fixed-thermal & Fixed-magnetic, w/lugs | Susol MCCB UL489 35kA, 80A 3P Fixed-thermal & Fixed-magnetic, w/lugs | Susol MCCB UL489 35kA, 80A 3P Fixed-thermal & Fixed-magnetic, w/lugs | Susol MCCB UL489 35kA, 80A 3P Fixed-thermal & Fixed-magnetic, w/lugs | Susol MCCB UL489 35kA, 80A 3P Fixed-thermal & Fixed-magnetic, w/lugs | Susol MCCB UL489 35kA, 80A 3P Fixed-thermal & Fixed-magnetic, w/lugs | Susol MCCB UL489 35kA, 80A 3P Fixed-thermal & Fixed-magnetic, w/lugs | Susol MCCB UL489 35kA, 80A 3P Fixed-thermal & Fixed-magnetic, w/lugs | Susol MCCB UL489 35kA, 80A 3P Fixed-thermal & Fixed-magnetic, w/lugs | Susol MCCB UL489 35kA, 80A 3P Fixed-thermal & Fixed-magnetic, w/lugs | 426.32 | 106.58 | 106.58
|  | TD125NU-FTU-LL-100 | TD125NU-FTU-LL-100 | TD125NU-FTU-LL-100 | TD125NU-FTU-LL-100 | Susol MCCB UL489 35kA, 100A 3P Fixed thermal & magnetic, w/lugs | Susol MCCB UL489 35kA, 100A 3P Fixed-thermal & Fixed-magnetic, w/lugs | Susol MCCB UL489 35kA, 100A 3P Fixed-thermal & Fixed-magnetic, w/lugs | Susol MCCB UL489 35kA, 100A 3P Fixed-thermal & Fixed-magnetic, w/lugs | Susol MCCB UL489 35kA, 100A 3P Fixed-thermal & Fixed-magnetic, w/lugs | Susol MCCB UL489 35kA, 100A 3P Fixed-thermal & Fixed-magnetic, w/lugs | Susol MCCB UL489 35kA, 100A 3P Fixed-thermal & Fixed-magnetic, w/lugs | Susol MCCB UL489 35kA, 100A 3P Fixed-thermal & Fixed-magnetic, w/lugs | Susol MCCB UL489 35kA, 100A 3P Fixed-thermal & Fixed-magnetic, w/lugs | Susol MCCB UL489 35kA, 100A 3P Fixed-thermal & Fixed-magnetic, w/lugs | Susol MCCB UL489 35kA, 100A 3P Fixed-thermal & Fixed-magnetic, w/lugs | Susol MCCB UL489 35kA, 100A 3P Fixed-thermal & Fixed-magnetic, w/lugs | 426.32 | 106.58 | 106.58
|  | TD125NU-FTU-LL-125 | TD125NU-FTU-LL-125 | TD125NU-FTU-LL-125 | TD125NU-FTU-LL-125 | Susol MCCB UL489 35kA, 125A 3P Fixed thermal & magnetic, w/lugs | Susol MCCB UL489 35kA, 125A 3P Fixed-thermal & Fixed-magnetic, w/lugs | Susol MCCB UL489 35kA, 125A 3P Fixed-thermal & Fixed-magnetic, w/lugs | Susol MCCB UL489 35kA, 125A 3P Fixed-thermal & Fixed-magnetic, w/lugs | Susol MCCB UL489 35kA, 125A 3P Fixed-thermal & Fixed-magnetic, w/lugs | Susol MCCB UL489 35kA, 125A 3P Fixed-thermal & Fixed-magnetic, w/lugs | Susol MCCB UL489 35kA, 125A 3P Fixed-thermal & Fixed-magnetic, w/lugs | Susol MCCB UL489 35kA, 125A 3P Fixed-thermal & Fixed-magnetic, w/lugs | Susol MCCB UL489 35kA, 125A 3P Fixed-thermal & Fixed-magnetic, w/lugs | Susol MCCB UL489 35kA, 125A 3P Fixed-thermal & Fixed-magnetic, w/lugs | Susol MCCB UL489 35kA, 125A 3P Fixed-thermal & Fixed-magnetic, w/lugs | Susol MCCB UL489 35kA, 125A 3P Fixed-thermal & Fixed-magnetic, w/lugs | 621.03 | 155.2575 | 155.2575
250AF |  | TS250NU-FTU-LL-150 | TS250NU-FTU-LL-150 | TS250NU-FTU-LL-150 | TS250NU-FTU-LL-150 | Susol MCCB UL489 35kA, 150A 3P Fixed thermal & magnetic, w/lugs | Susol MCCB UL489 35kA, 150A 3P Fixed-thermal & Fixed-magnetic, w/lugs | Susol MCCB UL489 35kA, 150A 3P Fixed-thermal & Fixed-magnetic, w/lugs | Susol MCCB UL489 35kA, 150A 3P Fixed-thermal & Fixed-magnetic, w/lugs | Susol MCCB UL489 35kA, 150A 3P Fixed-thermal & Fixed-magnetic, w/lugs | Susol MCCB UL489 35kA, 150A 3P Fixed-thermal & Fixed-magnetic, w/lugs | Susol MCCB UL489 35kA, 150A 3P Fixed-thermal & Fixed-magnetic, w/lugs | Susol MCCB UL489 35kA, 150A 3P Fixed-thermal & Fixed-magnetic, w/lugs | Susol MCCB UL489 35kA, 150A 3P Fixed-thermal & Fixed-magnetic, w/lugs | Susol MCCB UL489 35kA, 150A 3P Fixed-thermal & Fixed-magnetic, w/lugs | Susol MCCB UL489 35kA, 150A 3P Fixed-thermal & Fixed-magnetic, w/lugs | Susol MCCB UL489 35kA, 150A 3P Fixed-thermal & Fixed-magnetic, w/lugs | 747.01 | 201.6927 | 201.6927
|  | TS250NU-FTU-LL-175 | TS250NU-FTU-LL-175 | TS250NU-FTU-LL-175 | TS250NU-FTU-LL-175 | Susol MCCB UL489 35kA, 175A 3P Fixed thermal & magnetic, w/lugs | Susol MCCB UL489 35kA, 175A 3P Fixed-thermal & Fixed-magnetic, w/lugs | Susol MCCB UL489 35kA, 175A 3P Fixed-thermal & Fixed-magnetic, w/lugs | Susol MCCB UL489 35kA, 175A 3P Fixed-thermal & Fixed-magnetic, w/lugs | Susol MCCB UL489 35kA, 175A 3P Fixed-thermal & Fixed-magnetic, w/lugs | Susol MCCB UL489 35kA, 175A 3P Fixed-thermal & Fixed-magnetic, w/lugs | Susol MCCB UL489 35kA, 175A 3P Fixed-thermal & Fixed-magnetic, w/lugs | Susol MCCB UL489 35kA, 175A 3P Fixed-thermal & Fixed-magnetic, w/lugs | Susol MCCB UL489 35kA, 175A 3P Fixed-thermal & Fixed-magnetic, w/lugs | Susol MCCB UL489 35kA, 175A 3P Fixed-thermal & Fixed-magnetic, w/lugs | Susol MCCB UL489 35kA, 175A 3P Fixed-thermal & Fixed-magnetic, w/lugs | Susol MCCB UL489 35kA, 175A 3P Fixed-thermal & Fixed-magnetic, w/lugs | 747.01 | 201.6927 | 201.6927
|  | TS250NU-FTU-LL-200 | TS250NU-FTU-LL-200 | TS250NU-FTU-LL-200 | TS250NU-FTU-LL-200 | Susol MCCB UL489 35kA, 200A 3P Fixed thermal & magnetic, w/lugs | Susol MCCB UL489 35kA, 200A 3P Fixed-thermal & Fixed-magnetic, w/lugs | Susol MCCB UL489 35kA, 200A 3P Fixed-thermal & Fixed-magnetic, w/lugs | Susol MCCB UL489 35kA, 200A 3P Fixed-thermal & Fixed-magnetic, w/lugs | Susol MCCB UL489 35kA, 200A 3P Fixed-thermal & Fixed-magnetic, w/lugs | Susol MCCB UL489 35kA, 200A 3P Fixed-thermal & Fixed-magnetic, w/lugs | Susol MCCB UL489 35kA, 200A 3P Fixed-thermal & Fixed-magnetic, w/lugs | Susol MCCB UL489 35kA, 200A 3P Fixed-thermal & Fixed-magnetic, w/lugs | Susol MCCB UL489 35kA, 200A 3P Fixed-thermal & Fixed-magnetic, w/lugs | Susol MCCB UL489 35kA, 200A 3P Fixed-thermal & Fixed-magnetic, w/lugs | Susol MCCB UL489 35kA, 200A 3P Fixed-thermal & Fixed-magnetic, w/lugs | Susol MCCB UL489 35kA, 200A 3P Fixed-thermal & Fixed-magnetic, w/lugs | 747.01 | 201.6927 | 201.6927
|  | TS250NU-FTU-LL-225 | TS250NU-FTU-LL-225 | TS250NU-FTU-LL-225 | TS250NU-FTU-LL-225 | Susol MCCB UL489 35kA, 225A 3P Fixed thermal & magnetic, w/lugs | Susol MCCB UL489 35kA, 225A 3P Fixed-thermal & Fixed-magnetic, w/lugs | Susol MCCB UL489 35kA, 225A 3P Fixed-thermal & Fixed-magnetic, w/lugs | Susol MCCB UL489 35kA, 225A 3P Fixed-thermal & Fixed-magnetic, w/lugs | Susol MCCB UL489 35kA, 225A 3P Fixed-thermal & Fixed-magnetic, w/lugs | Susol MCCB UL489 35kA, 225A 3P Fixed-thermal & Fixed-magnetic, w/lugs | Susol MCCB UL489 35kA, 225A 3P Fixed-thermal & Fixed-magnetic, w/lugs | Susol MCCB UL489 35kA, 225A 3P Fixed-thermal & Fixed-magnetic, w/lugs | Susol MCCB UL489 35kA, 225A 3P Fixed-thermal & Fixed-magnetic, w/lugs | Susol MCCB UL489 35kA, 225A 3P Fixed-thermal & Fixed-magnetic, w/lugs | Susol MCCB UL489 35kA, 225A 3P Fixed-thermal & Fixed-magnetic, w/lugs | Susol MCCB UL489 35kA, 225A 3P Fixed-thermal & Fixed-magnetic, w/lugs | 747.01 | 201.6927 | 201.6927
|  | TS250NU-FTU-LL-250 | TS250NU-FTU-LL-250 | TS250NU-FTU-LL-250 | TS250NU-FTU-LL-250 | Susol MCCB UL489 35kA, 250A 3P Fixed thermal & magnetic, w/lugs | Susol MCCB UL489 35kA, 250A 3P Fixed-thermal & Fixed-magnetic, w/lugs | Susol MCCB UL489 35kA, 250A 3P Fixed-thermal & Fixed-magnetic, w/lugs | Susol MCCB UL489 35kA, 250A 3P Fixed-thermal & Fixed-magnetic, w/lugs | Susol MCCB UL489 35kA, 250A 3P Fixed-thermal & Fixed-magnetic, w/lugs | Susol MCCB UL489 35kA, 250A 3P Fixed-thermal & Fixed-magnetic, w/lugs | Susol MCCB UL489 35kA, 250A 3P Fixed-thermal & Fixed-magnetic, w/lugs | Susol MCCB UL489 35kA, 250A 3P Fixed-thermal & Fixed-magnetic, w/lugs | Susol MCCB UL489 35kA, 250A 3P Fixed-thermal & Fixed-magnetic, w/lugs | Susol MCCB UL489 35kA, 250A 3P Fixed-thermal & Fixed-magnetic, w/lugs | Susol MCCB UL489 35kA, 250A 3P Fixed-thermal & Fixed-magnetic, w/lugs | Susol MCCB UL489 35kA, 250A 3P Fixed-thermal & Fixed-magnetic, w/lugs | 747.01 | 201.6927 | 201.6927
400AF |  | TS400NU-FTU-LL-300 | TS400NU-FTU-LL-300 | TS400NU-FTU-LL-300 | TS400NU-FTU-LL-300 | Susol MCCB UL489 35kA, 300A 3P Fixed thermal & magnetic, w/lugs | Susol MCCB UL489 35kA, 300A 3P Fixed-thermal & Fixed-magnetic, w/lugs | Susol MCCB UL489 35kA, 300A 3P Fixed-thermal & Fixed-magnetic, w/lugs | Susol MCCB UL489 35kA, 300A 3P Fixed-thermal & Fixed-magnetic, w/lugs | Susol MCCB UL489 35kA, 300A 3P Fixed-thermal & Fixed-magnetic, w/lugs | Susol MCCB UL489 35kA, 300A 3P Fixed-thermal & Fixed-magnetic, w/lugs | Susol MCCB UL489 35kA, 300A 3P Fixed-thermal & Fixed-magnetic, w/lugs | Susol MCCB UL489 35kA, 300A 3P Fixed-thermal & Fixed-magnetic, w/lugs | Susol MCCB UL489 35kA, 300A 3P Fixed-thermal & Fixed-magnetic, w/lugs | Susol MCCB UL489 35kA, 300A 3P Fixed-thermal & Fixed-magnetic, w/lugs | Susol MCCB UL489 35kA, 300A 3P Fixed-thermal & Fixed-magnetic, w/lugs | Susol MCCB UL489 35kA, 300A 3P Fixed-thermal & Fixed-magnetic, w/lugs | 1205.79 | 325.5633 | 325.5633
|  | TS400NU-FTU-LL-350 | TS400NU-FTU-LL-350 | TS400NU-FTU-LL-350 | TS400NU-FTU-LL-350 | Susol MCCB UL489 35kA, 350A 3P Fixed thermal & magnetic, w/lugs | Susol MCCB UL489 35kA, 350A 3P Fixed-thermal & Fixed-magnetic, w/lugs | Susol MCCB UL489 35kA, 350A 3P Fixed-thermal & Fixed-magnetic, w/lugs | Susol MCCB UL489 35kA, 350A 3P Fixed-thermal & Fixed-magnetic, w/lugs | Susol MCCB UL489 35kA, 350A 3P Fixed-thermal & Fixed-magnetic, w/lugs | Susol MCCB UL489 35kA, 350A 3P Fixed-thermal & Fixed-magnetic, w/lugs | Susol MCCB UL489 35kA, 350A 3P Fixed-thermal & Fixed-magnetic, w/lugs | Susol MCCB UL489 35kA, 350A 3P Fixed-thermal & Fixed-magnetic, w/lugs | Susol MCCB UL489 35kA, 350A 3P Fixed-thermal & Fixed-magnetic, w/lugs | Susol MCCB UL489 35kA, 350A 3P Fixed-thermal & Fixed-magnetic, w/lugs | Susol MCCB UL489 35kA, 350A 3P Fixed-thermal & Fixed-magnetic, w/lugs | Susol MCCB UL489 35kA, 350A 3P Fixed-thermal & Fixed-magnetic, w/lugs | 1205.79 | 325.5633 | 325.5633
|  | TS400NU-FTU-LL-400 | TS400NU-FTU-LL-400 | TS400NU-FTU-LL-400 | TS400NU-FTU-LL-400 | Susol MCCB UL489 35kA, 400A 3P Fixed thermal & magnetic, w/lugs | Susol MCCB UL489 35kA, 400A 3P Fixed-thermal & Fixed-magnetic, w/lugs | Susol MCCB UL489 35kA, 400A 3P Fixed-thermal & Fixed-magnetic, w/lugs | Susol MCCB UL489 35kA, 400A 3P Fixed-thermal & Fixed-magnetic, w/lugs | Susol MCCB UL489 35kA, 400A 3P Fixed-thermal & Fixed-magnetic, w/lugs | Susol MCCB UL489 35kA, 400A 3P Fixed-thermal & Fixed-magnetic, w/lugs | Susol MCCB UL489 35kA, 400A 3P Fixed-thermal & Fixed-magnetic, w/lugs | Susol MCCB UL489 35kA, 400A 3P Fixed-thermal & Fixed-magnetic, w/lugs | Susol MCCB UL489 35kA, 400A 3P Fixed-thermal & Fixed-magnetic, w/lugs | Susol MCCB UL489 35kA, 400A 3P Fixed-thermal & Fixed-magnetic, w/lugs | Susol MCCB UL489 35kA, 400A 3P Fixed-thermal & Fixed-magnetic, w/lugs | Susol MCCB UL489 35kA, 400A 3P Fixed-thermal & Fixed-magnetic, w/lugs | 1205.79 | 325.5633 | 325.5633
800AF |  | TS800NU-FTU-LL-500 | TS800NU-FTU-LL-500 | TS800NU-FTU-LL-500 | TS800NU-FTU-LL-500 | Susol-MCCB UL489 35kA, 500A 3P Fixed thermal & magnetic, w/lugs | Susol-MCCB UL489 35kA, 500A 3P Fixed-thermal & Fixed-magnetic, w/lugs | Susol-MCCB UL489 35kA, 500A 3P Fixed-thermal & Fixed-magnetic, w/lugs | Susol-MCCB UL489 35kA, 500A 3P Fixed-thermal & Fixed-magnetic, w/lugs | Susol-MCCB UL489 35kA, 500A 3P Fixed-thermal & Fixed-magnetic, w/lugs | Susol-MCCB UL489 35kA, 500A 3P Fixed-thermal & Fixed-magnetic, w/lugs | Susol-MCCB UL489 35kA, 500A 3P Fixed-thermal & Fixed-magnetic, w/lugs | Susol-MCCB UL489 35kA, 500A 3P Fixed-thermal & Fixed-magnetic, w/lugs | Susol-MCCB UL489 35kA, 500A 3P Fixed-thermal & Fixed-magnetic, w/lugs | Susol-MCCB UL489 35kA, 500A 3P Fixed-thermal & Fixed-magnetic, w/lugs | Susol-MCCB UL489 35kA, 500A 3P Fixed-thermal & Fixed-magnetic, w/lugs | Susol-MCCB UL489 35kA, 500A 3P Fixed-thermal & Fixed-magnetic, w/lugs | 2382.3 | 643.221 | 643.221
|  | TS800NU-FTU-LL-600 | TS800NU-FTU-LL-600 | TS800NU-FTU-LL-600 | TS800NU-FTU-LL-600 | Susol-MCCB UL489 35kA, 600A 3P Fixed thermal & magnetic, w/lugs | Susol-MCCB UL489 35kA, 600A 3P Fixed-thermal & Fixed-magnetic, w/lugs | Susol-MCCB UL489 35kA, 600A 3P Fixed-thermal & Fixed-magnetic, w/lugs | Susol-MCCB UL489 35kA, 600A 3P Fixed-thermal & Fixed-magnetic, w/lugs | Susol-MCCB UL489 35kA, 600A 3P Fixed-thermal & Fixed-magnetic, w/lugs | Susol-MCCB UL489 35kA, 600A 3P Fixed-thermal & Fixed-magnetic, w/lugs | Susol-MCCB UL489 35kA, 600A 3P Fixed-thermal & Fixed-magnetic, w/lugs | Susol-MCCB UL489 35kA, 600A 3P Fixed-thermal & Fixed-magnetic, w/lugs | Susol-MCCB UL489 35kA, 600A 3P Fixed-thermal & Fixed-magnetic, w/lugs | Susol-MCCB UL489 35kA, 600A 3P Fixed-thermal & Fixed-magnetic, w/lugs | Susol-MCCB UL489 35kA, 600A 3P Fixed-thermal & Fixed-magnetic, w/lugs | Susol-MCCB UL489 35kA, 600A 3P Fixed-thermal & Fixed-magnetic, w/lugs | 2382.3 | 643.221 | 643.221
|  | TS800NU-FTU-LL-700 | TS800NU-FTU-LL-700 | TS800NU-FTU-LL-700 | TS800NU-FTU-LL-700 | Susol-MCCB UL489 35kA, 700A 3P Fixed thermal & magnetic, w/lugs | Susol-MCCB UL489 35kA, 700A 3P Fixed-thermal & Fixed-magnetic, w/lugs | Susol-MCCB UL489 35kA, 700A 3P Fixed-thermal & Fixed-magnetic, w/lugs | Susol-MCCB UL489 35kA, 700A 3P Fixed-thermal & Fixed-magnetic, w/lugs | Susol-MCCB UL489 35kA, 700A 3P Fixed-thermal & Fixed-magnetic, w/lugs | Susol-MCCB UL489 35kA, 700A 3P Fixed-thermal & Fixed-magnetic, w/lugs | Susol-MCCB UL489 35kA, 700A 3P Fixed-thermal & Fixed-magnetic, w/lugs | Susol-MCCB UL489 35kA, 700A 3P Fixed-thermal & Fixed-magnetic, w/lugs | Susol-MCCB UL489 35kA, 700A 3P Fixed-thermal & Fixed-magnetic, w/lugs | Susol-MCCB UL489 35kA, 700A 3P Fixed-thermal & Fixed-magnetic, w/lugs | Susol-MCCB UL489 35kA, 700A 3P Fixed-thermal & Fixed-magnetic, w/lugs | Susol-MCCB UL489 35kA, 700A 3P Fixed-thermal & Fixed-magnetic, w/lugs | 2647 | 714.69 | 714.69
|  | TS800NU-FTU-LL-800 | TS800NU-FTU-LL-800 | TS800NU-FTU-LL-800 | TS800NU-FTU-LL-800 | Susol-MCCB UL489 35kA, 800A 3P Fixed thermal & magnetic, w/lugs | Susol-MCCB UL489 35kA, 800A 3P Fixed-thermal & Fixed-magnetic, w/lugs | Susol-MCCB UL489 35kA, 800A 3P Fixed-thermal & Fixed-magnetic, w/lugs | Susol-MCCB UL489 35kA, 800A 3P Fixed-thermal & Fixed-magnetic, w/lugs | Susol-MCCB UL489 35kA, 800A 3P Fixed-thermal & Fixed-magnetic, w/lugs | Susol-MCCB UL489 35kA, 800A 3P Fixed-thermal & Fixed-magnetic, w/lugs | Susol-MCCB UL489 35kA, 800A 3P Fixed-thermal & Fixed-magnetic, w/lugs | Susol-MCCB UL489 35kA, 800A 3P Fixed-thermal & Fixed-magnetic, w/lugs | Susol-MCCB UL489 35kA, 800A 3P Fixed-thermal & Fixed-magnetic, w/lugs | Susol-MCCB UL489 35kA, 800A 3P Fixed-thermal & Fixed-magnetic, w/lugs | Susol-MCCB UL489 35kA, 800A 3P Fixed-thermal & Fixed-magnetic, w/lugs | Susol-MCCB UL489 35kA, 800A 3P Fixed-thermal & Fixed-magnetic, w/lugs | 2647 | 714.69 | 714.69
Adjustable-Thermal & Fixed-Magnetic (FMU)
Frame size |  | Part# |  |  |  | Description | [11 empty] | List Price
125AF |  | TD125NU-FMU-LL-40 | TD125NU-FMU-LL-40 | TD125NU-FMU-LL-40 | TD125NU-FMU-LL-40 | Susol MCCB UL489 35kA, 40A 3P Adjustable thermal, Fixed magnetic, w/lugs | Susol MCCB UL489 35kA, 40A 3P Adjustable-thermal & Fixed-magnetic, w/lugs | Susol MCCB UL489 35kA, 40A 3P Adjustable-thermal & Fixed-magnetic, w/lugs | Susol MCCB UL489 35kA, 40A 3P Adjustable-thermal & Fixed-magnetic, w/lugs | Susol MCCB UL489 35kA, 40A 3P Adjustable-thermal & Fixed-magnetic, w/lugs | Susol MCCB UL489 35kA, 40A 3P Adjustable-thermal & Fixed-magnetic, w/lugs | Susol MCCB UL489 35kA, 40A 3P Adjustable-thermal & Fixed-magnetic, w/lugs | Susol MCCB UL489 35kA, 40A 3P Adjustable-thermal & Fixed-magnetic, w/lugs | Susol MCCB UL489 35kA, 40A 3P Adjustable-thermal & Fixed-magnetic, w/lugs | Susol MCCB UL489 35kA, 40A 3P Adjustable-thermal & Fixed-magnetic, w/lugs | Susol MCCB UL489 35kA, 40A 3P Adjustable-thermal & Fixed-magnetic, w/lugs | Susol MCCB UL489 35kA, 40A 3P Adjustable-thermal & Fixed-magnetic, w/lugs | 445.41 | 120.2607 | 120.2607
|  | TD125NU-FMU-LL-50 | TD125NU-FMU-LL-50 | TD125NU-FMU-LL-50 | TD125NU-FMU-LL-50 | Susol MCCB UL489 35kA, 50A 3P Adjustable thermal, Fixed magnetic, w/lugs | Susol MCCB UL489 35kA, 50A 3P Adjustable-thermal & Fixed-magnetic, w/lugs | Susol MCCB UL489 35kA, 50A 3P Adjustable-thermal & Fixed-magnetic, w/lugs | Susol MCCB UL489 35kA, 50A 3P Adjustable-thermal & Fixed-magnetic, w/lugs | Susol MCCB UL489 35kA, 50A 3P Adjustable-thermal & Fixed-magnetic, w/lugs | Susol MCCB UL489 35kA, 50A 3P Adjustable-thermal & Fixed-magnetic, w/lugs | Susol MCCB UL489 35kA, 50A 3P Adjustable-thermal & Fixed-magnetic, w/lugs | Susol MCCB UL489 35kA, 50A 3P Adjustable-thermal & Fixed-magnetic, w/lugs | Susol MCCB UL489 35kA, 50A 3P Adjustable-thermal & Fixed-magnetic, w/lugs | Susol MCCB UL489 35kA, 50A 3P Adjustable-thermal & Fixed-magnetic, w/lugs | Susol MCCB UL489 35kA, 50A 3P Adjustable-thermal & Fixed-magnetic, w/lugs | Susol MCCB UL489 35kA, 50A 3P Adjustable-thermal & Fixed-magnetic, w/lugs | 445.41 | 120.2607 | 120.2607
|  | TD125NU-FMU-LL-60 | TD125NU-FMU-LL-60 | TD125NU-FMU-LL-60 | TD125NU-FMU-LL-60 | Susol MCCB UL489 35kA, 60A 3P Adjustable thermal, Fixed magnetic, w/lugs | Susol MCCB UL489 35kA, 60A 3P Adjustable-thermal & Fixed-magnetic, w/lugs | Susol MCCB UL489 35kA, 60A 3P Adjustable-thermal & Fixed-magnetic, w/lugs | Susol MCCB UL489 35kA, 60A 3P Adjustable-thermal & Fixed-magnetic, w/lugs | Susol MCCB UL489 35kA, 60A 3P Adjustable-thermal & Fixed-magnetic, w/lugs | Susol MCCB UL489 35kA, 60A 3P Adjustable-thermal & Fixed-magnetic, w/lugs | Susol MCCB UL489 35kA, 60A 3P Adjustable-thermal & Fixed-magnetic, w/lugs | Susol MCCB UL489 35kA, 60A 3P Adjustable-thermal & Fixed-magnetic, w/lugs | Susol MCCB UL489 35kA, 60A 3P Adjustable-thermal & Fixed-magnetic, w/lugs | Susol MCCB UL489 35kA, 60A 3P Adjustable-thermal & Fixed-magnetic, w/lugs | Susol MCCB UL489 35kA, 60A 3P Adjustable-thermal & Fixed-magnetic, w/lugs | Susol MCCB UL489 35kA, 60A 3P Adjustable-thermal & Fixed-magnetic, w/lugs | 445.41 | 120.2607 | 120.2607
|  | TD125NU-FMU-LL-80 | TD125NU-FMU-LL-80 | TD125NU-FMU-LL-80 | TD125NU-FMU-LL-80 | Susol MCCB UL489 35kA, 80A 3P Adjustable thermal, Fixed magnetic, w/lugs | Susol MCCB UL489 35kA, 80A 3P Adjustable-thermal & Fixed-magnetic, w/lugs | Susol MCCB UL489 35kA, 80A 3P Adjustable-thermal & Fixed-magnetic, w/lugs | Susol MCCB UL489 35kA, 80A 3P Adjustable-thermal & Fixed-magnetic, w/lugs | Susol MCCB UL489 35kA, 80A 3P Adjustable-thermal & Fixed-magnetic, w/lugs | Susol MCCB UL489 35kA, 80A 3P Adjustable-thermal & Fixed-magnetic, w/lugs | Susol MCCB UL489 35kA, 80A 3P Adjustable-thermal & Fixed-magnetic, w/lugs | Susol MCCB UL489 35kA, 80A 3P Adjustable-thermal & Fixed-magnetic, w/lugs | Susol MCCB UL489 35kA, 80A 3P Adjustable-thermal & Fixed-magnetic, w/lugs | Susol MCCB UL489 35kA, 80A 3P Adjustable-thermal & Fixed-magnetic, w/lugs | Susol MCCB UL489 35kA, 80A 3P Adjustable-thermal & Fixed-magnetic, w/lugs | Susol MCCB UL489 35kA, 80A 3P Adjustable-thermal & Fixed-magnetic, w/lugs | 468.95 | 126.6165 | 126.6165
|  | TD125NU-FMU-LL-100 | TD125NU-FMU-LL-100 | TD125NU-FMU-LL-100 | TD125NU-FMU-LL-100 | Susol MCCB UL489 35kA, 100A 3P Adjustable thermal, Fixed magnetic, w/lugs | Susol MCCB UL489 35kA, 100A 3P Adjustable-thermal & Fixed-magnetic, w/lugs | Susol MCCB UL489 35kA, 100A 3P Adjustable-thermal & Fixed-magnetic, w/lugs | Susol MCCB UL489 35kA, 100A 3P Adjustable-thermal & Fixed-magnetic, w/lugs | Susol MCCB UL489 35kA, 100A 3P Adjustable-thermal & Fixed-magnetic, w/lugs | Susol MCCB UL489 35kA, 100A 3P Adjustable-thermal & Fixed-magnetic, w/lugs | Susol MCCB UL489 35kA, 100A 3P Adjustable-thermal & Fixed-magnetic, w/lugs | Susol MCCB UL489 35kA, 100A 3P Adjustable-thermal & Fixed-magnetic, w/lugs | Susol MCCB UL489 35kA, 100A 3P Adjustable-thermal & Fixed-magnetic, w/lugs | Susol MCCB UL489 35kA, 100A 3P Adjustable-thermal & Fixed-magnetic, w/lugs | Susol MCCB UL489 35kA, 100A 3P Adjustable-thermal & Fixed-magnetic, w/lugs | Susol MCCB UL489 35kA, 100A 3P Adjustable-thermal & Fixed-magnetic, w/lugs | 468.95 | 126.6165 | 126.6165
|  | TD125NU-FMU-LL-125 | TD125NU-FMU-LL-125 | TD125NU-FMU-LL-125 | TD125NU-FMU-LL-125 | Susol MCCB UL489 35kA, 125A 3P Adjustable thermal, Fixed magnetic, w/lugs | Susol MCCB UL489 35kA, 125A 3P Adjustable-thermal & Fixed-magnetic, w/lugs | Susol MCCB UL489 35kA, 125A 3P Adjustable-thermal & Fixed-magnetic, w/lugs | Susol MCCB UL489 35kA, 125A 3P Adjustable-thermal & Fixed-magnetic, w/lugs | Susol MCCB UL489 35kA, 125A 3P Adjustable-thermal & Fixed-magnetic, w/lugs | Susol MCCB UL489 35kA, 125A 3P Adjustable-thermal & Fixed-magnetic, w/lugs | Susol MCCB UL489 35kA, 125A 3P Adjustable-thermal & Fixed-magnetic, w/lugs | Susol MCCB UL489 35kA, 125A 3P Adjustable-thermal & Fixed-magnetic, w/lugs | Susol MCCB UL489 35kA, 125A 3P Adjustable-thermal & Fixed-magnetic, w/lugs | Susol MCCB UL489 35kA, 125A 3P Adjustable-thermal & Fixed-magnetic, w/lugs | Susol MCCB UL489 35kA, 125A 3P Adjustable-thermal & Fixed-magnetic, w/lugs | Susol MCCB UL489 35kA, 125A 3P Adjustable-thermal & Fixed-magnetic, w/lugs | 682.75 | 184.3425 | 184.3425
250AF |  | TS250NU-FMU-LL-160 | TS250NU-FMU-LL-160 | TS250NU-FMU-LL-160 | TS250NU-FMU-LL-160 | Susol MCCB UL489 35kA, 160A 3P Adjustable thermal, Fixed magnetic, w/lugs | Susol MCCB UL489 35kA, 160A 3P Adjustable-thermal & Fixed-magnetic, w/lugs | Susol MCCB UL489 35kA, 160A 3P Adjustable-thermal & Fixed-magnetic, w/lugs | Susol MCCB UL489 35kA, 160A 3P Adjustable-thermal & Fixed-magnetic, w/lugs | Susol MCCB UL489 35kA, 160A 3P Adjustable-thermal & Fixed-magnetic, w/lugs | Susol MCCB UL489 35kA, 160A 3P Adjustable-thermal & Fixed-magnetic, w/lugs | Susol MCCB UL489 35kA, 160A 3P Adjustable-thermal & Fixed-magnetic, w/lugs | Susol MCCB UL489 35kA, 160A 3P Adjustable-thermal & Fixed-magnetic, w/lugs | Susol MCCB UL489 35kA, 160A 3P Adjustable-thermal & Fixed-magnetic, w/lugs | Susol MCCB UL489 35kA, 160A 3P Adjustable-thermal & Fixed-magnetic, w/lugs | Susol MCCB UL489 35kA, 160A 3P Adjustable-thermal & Fixed-magnetic, w/lugs | Susol MCCB UL489 35kA, 160A 3P Adjustable-thermal & Fixed-magnetic, w/lugs | 806.19 | 217.6713 | 217.6713
|  | TS250NU-FMU-LL-200 | TS250NU-FMU-LL-200 | TS250NU-FMU-LL-200 | TS250NU-FMU-LL-200 | Susol MCCB UL489 35kA, 200A 3P Adjustable thermal, Fixed magnetic, w/lugs | Susol MCCB UL489 35kA, 200A 3P Adjustable-thermal & Fixed-magnetic, w/lugs | Susol MCCB UL489 35kA, 200A 3P Adjustable-thermal & Fixed-magnetic, w/lugs | Susol MCCB UL489 35kA, 200A 3P Adjustable-thermal & Fixed-magnetic, w/lugs | Susol MCCB UL489 35kA, 200A 3P Adjustable-thermal & Fixed-magnetic, w/lugs | Susol MCCB UL489 35kA, 200A 3P Adjustable-thermal & Fixed-magnetic, w/lugs | Susol MCCB UL489 35kA, 200A 3P Adjustable-thermal & Fixed-magnetic, w/lugs | Susol MCCB UL489 35kA, 200A 3P Adjustable-thermal & Fixed-magnetic, w/lugs | Susol MCCB UL489 35kA, 200A 3P Adjustable-thermal & Fixed-magnetic, w/lugs | Susol MCCB UL489 35kA, 200A 3P Adjustable-thermal & Fixed-magnetic, w/lugs | Susol MCCB UL489 35kA, 200A 3P Adjustable-thermal & Fixed-magnetic, w/lugs | Susol MCCB UL489 35kA, 200A 3P Adjustable-thermal & Fixed-magnetic, w/lugs | 806.19 | 217.6713 | 217.6713
|  | TS250NU-FMU-LL-250 | TS250NU-FMU-LL-250 | TS250NU-FMU-LL-250 | TS250NU-FMU-LL-250 | Susol MCCB UL489 35kA, 250A 3P Adjustable thermal, Fixed magnetic, w/lugs | Susol MCCB UL489 35kA, 250A 3P Adjustable-thermal & Fixed-magnetic, w/lugs | Susol MCCB UL489 35kA, 250A 3P Adjustable-thermal & Fixed-magnetic, w/lugs | Susol MCCB UL489 35kA, 250A 3P Adjustable-thermal & Fixed-magnetic, w/lugs | Susol MCCB UL489 35kA, 250A 3P Adjustable-thermal & Fixed-magnetic, w/lugs | Susol MCCB UL489 35kA, 250A 3P Adjustable-thermal & Fixed-magnetic, w/lugs | Susol MCCB UL489 35kA, 250A 3P Adjustable-thermal & Fixed-magnetic, w/lugs | Susol MCCB UL489 35kA, 250A 3P Adjustable-thermal & Fixed-magnetic, w/lugs | Susol MCCB UL489 35kA, 250A 3P Adjustable-thermal & Fixed-magnetic, w/lugs | Susol MCCB UL489 35kA, 250A 3P Adjustable-thermal & Fixed-magnetic, w/lugs | Susol MCCB UL489 35kA, 250A 3P Adjustable-thermal & Fixed-magnetic, w/lugs | Susol MCCB UL489 35kA, 250A 3P Adjustable-thermal & Fixed-magnetic, w/lugs | 806.19 | 217.6713 | 217.6713
400AF |  | TS400NU-FMU-LL-300 | TS400NU-FMU-LL-300 | TS400NU-FMU-LL-300 | TS400NU-FMU-LL-300 | Susol MCCB UL489 35kA, 300A 3P Adjustable thermal, Fixed magnetic, w/lugs | Susol MCCB UL489 35kA, 300A 3P Adjustable-thermal & Fixed-magnetic, w/lugs | Susol MCCB UL489 35kA, 300A 3P Adjustable-thermal & Fixed-magnetic, w/lugs | Susol MCCB UL489 35kA, 300A 3P Adjustable-thermal & Fixed-magnetic, w/lugs | Susol MCCB UL489 35kA, 300A 3P Adjustable-thermal & Fixed-magnetic, w/lugs | Susol MCCB UL489 35kA, 300A 3P Adjustable-thermal & Fixed-magnetic, w/lugs | Susol MCCB UL489 35kA, 300A 3P Adjustable-thermal & Fixed-magnetic, w/lugs | Susol MCCB UL489 35kA, 300A 3P Adjustable-thermal & Fixed-magnetic, w/lugs | Susol MCCB UL489 35kA, 300A 3P Adjustable-thermal & Fixed-magnetic, w/lugs | Susol MCCB UL489 35kA, 300A 3P Adjustable-thermal & Fixed-magnetic, w/lugs | Susol MCCB UL489 35kA, 300A 3P Adjustable-thermal & Fixed-magnetic, w/lugs | Susol MCCB UL489 35kA, 300A 3P Adjustable-thermal & Fixed-magnetic, w/lugs | 1301.87 | 351.5049 | 351.5049
|  | TS400NU-FMU-LL-400 | TS400NU-FMU-LL-400 | TS400NU-FMU-LL-400 | TS400NU-FMU-LL-400 | Susol MCCB UL489 35kA, 400A 3P Adjustable thermal, Fixed magnetic, w/lulgs | Susol MCCB UL489 35kA, 400A 3P Adjustable-thermal & Fixed-magnetic, w/lulgs | Susol MCCB UL489 35kA, 400A 3P Adjustable-thermal & Fixed-magnetic, w/lulgs | Susol MCCB UL489 35kA, 400A 3P Adjustable-thermal & Fixed-magnetic, w/lulgs | Susol MCCB UL489 35kA, 400A 3P Adjustable-thermal & Fixed-magnetic, w/lulgs | Susol MCCB UL489 35kA, 400A 3P Adjustable-thermal & Fixed-magnetic, w/lulgs | Susol MCCB UL489 35kA, 400A 3P Adjustable-thermal & Fixed-magnetic, w/lulgs | Susol MCCB UL489 35kA, 400A 3P Adjustable-thermal & Fixed-magnetic, w/lulgs | Susol MCCB UL489 35kA, 400A 3P Adjustable-thermal & Fixed-magnetic, w/lulgs | Susol MCCB UL489 35kA, 400A 3P Adjustable-thermal & Fixed-magnetic, w/lulgs | Susol MCCB UL489 35kA, 400A 3P Adjustable-thermal & Fixed-magnetic, w/lulgs | Susol MCCB UL489 35kA, 400A 3P Adjustable-thermal & Fixed-magnetic, w/lulgs | 1301.87 | 351.5049 | 351.5049
800AF |  | TS800NU-FMU-LL-500 | TS800NU-FMU-LL-500 | TS800NU-FMU-LL-500 | TS800NU-FMU-LL-500 | Susol MCCB UL489 35kA, 500A 3P Adjustable thermal, Fixed magnetic, w/lugs | Susol MCCB UL489 35kA, 500A 3P Adjustable-thermal & Fixed-magnetic, w/lugs | Susol MCCB UL489 35kA, 500A 3P Adjustable-thermal & Fixed-magnetic, w/lugs | Susol MCCB UL489 35kA, 500A 3P Adjustable-thermal & Fixed-magnetic, w/lugs | Susol MCCB UL489 35kA, 500A 3P Adjustable-thermal & Fixed-magnetic, w/lugs | Susol MCCB UL489 35kA, 500A 3P Adjustable-thermal & Fixed-magnetic, w/lugs | Susol MCCB UL489 35kA, 500A 3P Adjustable-thermal & Fixed-magnetic, w/lugs | Susol MCCB UL489 35kA, 500A 3P Adjustable-thermal & Fixed-magnetic, w/lugs | Susol MCCB UL489 35kA, 500A 3P Adjustable-thermal & Fixed-magnetic, w/lugs | Susol MCCB UL489 35kA, 500A 3P Adjustable-thermal & Fixed-magnetic, w/lugs | Susol MCCB UL489 35kA, 500A 3P Adjustable-thermal & Fixed-magnetic, w/lugs | Susol MCCB UL489 35kA, 500A 3P Adjustable-thermal & Fixed-magnetic, w/lugs | 2573.19 | 694.7613 | 694.7613
|  | TS800NU-FMU-LL-600 | TS800NU-FMU-LL-600 | TS800NU-FMU-LL-600 | TS800NU-FMU-LL-600 | Susol MCCB UL489 35kA, 600A 3P Adjustable thermal, Fixed magnetic, w/lugs | Susol MCCB UL489 35kA, 600A 3P Adjustable-thermal & Fixed-magnetic, w/lugs | Susol MCCB UL489 35kA, 600A 3P Adjustable-thermal & Fixed-magnetic, w/lugs | Susol MCCB UL489 35kA, 600A 3P Adjustable-thermal & Fixed-magnetic, w/lugs | Susol MCCB UL489 35kA, 600A 3P Adjustable-thermal & Fixed-magnetic, w/lugs | Susol MCCB UL489 35kA, 600A 3P Adjustable-thermal & Fixed-magnetic, w/lugs | Susol MCCB UL489 35kA, 600A 3P Adjustable-thermal & Fixed-magnetic, w/lugs | Susol MCCB UL489 35kA, 600A 3P Adjustable-thermal & Fixed-magnetic, w/lugs | Susol MCCB UL489 35kA, 600A 3P Adjustable-thermal & Fixed-magnetic, w/lugs | Susol MCCB UL489 35kA, 600A 3P Adjustable-thermal & Fixed-magnetic, w/lugs | Susol MCCB UL489 35kA, 600A 3P Adjustable-thermal & Fixed-magnetic, w/lugs | Susol MCCB UL489 35kA, 600A 3P Adjustable-thermal & Fixed-magnetic, w/lugs | 2573.19 | 694.7613 | 694.7613
|  | TS800NU-FMU-LL-800 | TS800NU-FMU-LL-800 | TS800NU-FMU-LL-800 | TS800NU-FMU-LL-800 | Susol MCCB UL489 35kA, 800A 3P Adjustable thermal, Fixed magnetic, w/lugs | Susol MCCB UL489 35kA, 800A 3P Adjustable-thermal & Fixed-magnetic, w/lugs | Susol MCCB UL489 35kA, 800A 3P Adjustable-thermal & Fixed-magnetic, w/lugs | Susol MCCB UL489 35kA, 800A 3P Adjustable-thermal & Fixed-magnetic, w/lugs | Susol MCCB UL489 35kA, 800A 3P Adjustable-thermal & Fixed-magnetic, w/lugs | Susol MCCB UL489 35kA, 800A 3P Adjustable-thermal & Fixed-magnetic, w/lugs | Susol MCCB UL489 35kA, 800A 3P Adjustable-thermal & Fixed-magnetic, w/lugs | Susol MCCB UL489 35kA, 800A 3P Adjustable-thermal & Fixed-magnetic, w/lugs | Susol MCCB UL489 35kA, 800A 3P Adjustable-thermal & Fixed-magnetic, w/lugs | Susol MCCB UL489 35kA, 800A 3P Adjustable-thermal & Fixed-magnetic, w/lugs | Susol MCCB UL489 35kA, 800A 3P Adjustable-thermal & Fixed-magnetic, w/lugs | Susol MCCB UL489 35kA, 800A 3P Adjustable-thermal & Fixed-magnetic, w/lugs | 2858.9 | 771.903 | 771.903
Adjustable-Thermal & Adjustable-Magnetic (ATU)
Frame size |  | Part# |  |  |  | Description | [11 empty] | List Price
250AF |  | TS250NU-ATU-LL-160 | TS250NU-ATU-LL-160 | TS250NU-ATU-LL-160 | TS250NU-ATU-LL-160 | Susol MCCB UL489 35kA, 160A 3P Adjustable thermal & magnetic, w/lugs | Susol MCCB UL489 35kA, 160A 3P Adjustable-thermal & Adjustable-magnetic, w/lugs | Susol MCCB UL489 35kA, 160A 3P Adjustable-thermal & Adjustable-magnetic, w/lugs | Susol MCCB UL489 35kA, 160A 3P Adjustable-thermal & Adjustable-magnetic, w/lugs | Susol MCCB UL489 35kA, 160A 3P Adjustable-thermal & Adjustable-magnetic, w/lugs | Susol MCCB UL489 35kA, 160A 3P Adjustable-thermal & Adjustable-magnetic, w/lugs | Susol MCCB UL489 35kA, 160A 3P Adjustable-thermal & Adjustable-magnetic, w/lugs | Susol MCCB UL489 35kA, 160A 3P Adjustable-thermal & Adjustable-magnetic, w/lugs | Susol MCCB UL489 35kA, 160A 3P Adjustable-thermal & Adjustable-magnetic, w/lugs | Susol MCCB UL489 35kA, 160A 3P Adjustable-thermal & Adjustable-magnetic, w/lugs | Susol MCCB UL489 35kA, 160A 3P Adjustable-thermal & Adjustable-magnetic, w/lugs | Susol MCCB UL489 35kA, 160A 3P Adjustable-thermal & Adjustable-magnetic, w/lugs | 850.73 | 229.6971 | 229.6971
|  | TS250NU-ATU-LL-200 | TS250NU-ATU-LL-200 | TS250NU-ATU-LL-200 | TS250NU-ATU-LL-200 | Susol MCCB UL489 35kA, 200A 3P Adjustable thermal & magnetic, w/lugs | Susol MCCB UL489 35kA, 200A 3P Adjustable-thermal & Adjustable-magnetic, w/lugs | Susol MCCB UL489 35kA, 200A 3P Adjustable-thermal & Adjustable-magnetic, w/lugs | Susol MCCB UL489 35kA, 200A 3P Adjustable-thermal & Adjustable-magnetic, w/lugs | Susol MCCB UL489 35kA, 200A 3P Adjustable-thermal & Adjustable-magnetic, w/lugs | Susol MCCB UL489 35kA, 200A 3P Adjustable-thermal & Adjustable-magnetic, w/lugs | Susol MCCB UL489 35kA, 200A 3P Adjustable-thermal & Adjustable-magnetic, w/lugs | Susol MCCB UL489 35kA, 200A 3P Adjustable-thermal & Adjustable-magnetic, w/lugs | Susol MCCB UL489 35kA, 200A 3P Adjustable-thermal & Adjustable-magnetic, w/lugs | Susol MCCB UL489 35kA, 200A 3P Adjustable-thermal & Adjustable-magnetic, w/lugs | Susol MCCB UL489 35kA, 200A 3P Adjustable-thermal & Adjustable-magnetic, w/lugs | Susol MCCB UL489 35kA, 200A 3P Adjustable-thermal & Adjustable-magnetic, w/lugs | 850.73 | 229.6971 | 229.6971
|  | TS250NU-ATU-LL-250 | TS250NU-ATU-LL-250 | TS250NU-ATU-LL-250 | TS250NU-ATU-LL-250 | Susol MCCB UL489 35kA, 250A 3P Adjustable thermal & magnetic, w/lugs | Susol MCCB UL489 35kA, 250A 3P Adjustable-thermal & Adjustable-magnetic, w/lugs | Susol MCCB UL489 35kA, 250A 3P Adjustable-thermal & Adjustable-magnetic, w/lugs | Susol MCCB UL489 35kA, 250A 3P Adjustable-thermal & Adjustable-magnetic, w/lugs | Susol MCCB UL489 35kA, 250A 3P Adjustable-thermal & Adjustable-magnetic, w/lugs | Susol MCCB UL489 35kA, 250A 3P Adjustable-thermal & Adjustable-magnetic, w/lugs | Susol MCCB UL489 35kA, 250A 3P Adjustable-thermal & Adjustable-magnetic, w/lugs | Susol MCCB UL489 35kA, 250A 3P Adjustable-thermal & Adjustable-magnetic, w/lugs | Susol MCCB UL489 35kA, 250A 3P Adjustable-thermal & Adjustable-magnetic, w/lugs | Susol MCCB UL489 35kA, 250A 3P Adjustable-thermal & Adjustable-magnetic, w/lugs | Susol MCCB UL489 35kA, 250A 3P Adjustable-thermal & Adjustable-magnetic, w/lugs | Susol MCCB UL489 35kA, 250A 3P Adjustable-thermal & Adjustable-magnetic, w/lugs | 850.73 | 229.6971 | 229.6971
400AF |  | TS400NU-ATU-LL-300 | TS400NU-ATU-LL-300 | TS400NU-ATU-LL-300 | TS400NU-ATU-LL-300 | Susol MCCB UL489 35kA, 300A 3P Adjustable thermal & magnetic, w/lugs | Susol MCCB UL489 35kA, 300A 3P Adjustable-thermal & Adjustable-magnetic, w/lugs | Susol MCCB UL489 35kA, 300A 3P Adjustable-thermal & Adjustable-magnetic, w/lugs | Susol MCCB UL489 35kA, 300A 3P Adjustable-thermal & Adjustable-magnetic, w/lugs | Susol MCCB UL489 35kA, 300A 3P Adjustable-thermal & Adjustable-magnetic, w/lugs | Susol MCCB UL489 35kA, 300A 3P Adjustable-thermal & Adjustable-magnetic, w/lugs | Susol MCCB UL489 35kA, 300A 3P Adjustable-thermal & Adjustable-magnetic, w/lugs | Susol MCCB UL489 35kA, 300A 3P Adjustable-thermal & Adjustable-magnetic, w/lugs | Susol MCCB UL489 35kA, 300A 3P Adjustable-thermal & Adjustable-magnetic, w/lugs | Susol MCCB UL489 35kA, 300A 3P Adjustable-thermal & Adjustable-magnetic, w/lugs | Susol MCCB UL489 35kA, 300A 3P Adjustable-thermal & Adjustable-magnetic, w/lugs | Susol MCCB UL489 35kA, 300A 3P Adjustable-thermal & Adjustable-magnetic, w/lugs | 1374.41 | 371.0907 | 371.0907
|  | TS400NU-ATU-LL-400 | TS400NU-ATU-LL-400 | TS400NU-ATU-LL-400 | TS400NU-ATU-LL-400 | Susol MCCB UL489 35kA, 400A 3P Adjustable thermal & magnetic, w/lugs | Susol MCCB UL489 35kA, 400A 3P Adjustable-thermal & Adjustable-magnetic, w/lugs | Susol MCCB UL489 35kA, 400A 3P Adjustable-thermal & Adjustable-magnetic, w/lugs | Susol MCCB UL489 35kA, 400A 3P Adjustable-thermal & Adjustable-magnetic, w/lugs | Susol MCCB UL489 35kA, 400A 3P Adjustable-thermal & Adjustable-magnetic, w/lugs | Susol MCCB UL489 35kA, 400A 3P Adjustable-thermal & Adjustable-magnetic, w/lugs | Susol MCCB UL489 35kA, 400A 3P Adjustable-thermal & Adjustable-magnetic, w/lugs | Susol MCCB UL489 35kA, 400A 3P Adjustable-thermal & Adjustable-magnetic, w/lugs | Susol MCCB UL489 35kA, 400A 3P Adjustable-thermal & Adjustable-magnetic, w/lugs | Susol MCCB UL489 35kA, 400A 3P Adjustable-thermal & Adjustable-magnetic, w/lugs | Susol MCCB UL489 35kA, 400A 3P Adjustable-thermal & Adjustable-magnetic, w/lugs | Susol MCCB UL489 35kA, 400A 3P Adjustable-thermal & Adjustable-magnetic, w/lugs | 1374.41 | 371.0907 | 371.0907
800AF |  | TS800NU-ATU-LL-500 | TS800NU-ATU-LL-500 | TS800NU-ATU-LL-500 | TS800NU-ATU-LL-500 | Susol MCCB UL489 35kA, 500A 3P Adjustable thermal & magnetic, w/lugs | Susol MCCB UL489 35kA, 500A 3P Adjustable-thermal & Adjustable-magnetic, w/lugs | Susol MCCB UL489 35kA, 500A 3P Adjustable-thermal & Adjustable-magnetic, w/lugs | Susol MCCB UL489 35kA, 500A 3P Adjustable-thermal & Adjustable-magnetic, w/lugs | Susol MCCB UL489 35kA, 500A 3P Adjustable-thermal & Adjustable-magnetic, w/lugs | Susol MCCB UL489 35kA, 500A 3P Adjustable-thermal & Adjustable-magnetic, w/lugs | Susol MCCB UL489 35kA, 500A 3P Adjustable-thermal & Adjustable-magnetic, w/lugs | Susol MCCB UL489 35kA, 500A 3P Adjustable-thermal & Adjustable-magnetic, w/lugs | Susol MCCB UL489 35kA, 500A 3P Adjustable-thermal & Adjustable-magnetic, w/lugs | Susol MCCB UL489 35kA, 500A 3P Adjustable-thermal & Adjustable-magnetic, w/lugs | Susol MCCB UL489 35kA, 500A 3P Adjustable-thermal & Adjustable-magnetic, w/lugs | Susol MCCB UL489 35kA, 500A 3P Adjustable-thermal & Adjustable-magnetic, w/lugs | 2715.73 | 733.2471 | 733.2471
|  | TS800NU-ATU-LL-600 | TS800NU-ATU-LL-600 | TS800NU-ATU-LL-600 | TS800NU-ATU-LL-600 | Susol MCCB UL489 35kA, 600A 3P Adjustable thermal & magnetic, w/lugs | Susol MCCB UL489 35kA, 600A 3P Adjustable-thermal & Adjustable-magnetic, w/lugs | Susol MCCB UL489 35kA, 600A 3P Adjustable-thermal & Adjustable-magnetic, w/lugs | Susol MCCB UL489 35kA, 600A 3P Adjustable-thermal & Adjustable-magnetic, w/lugs | Susol MCCB UL489 35kA, 600A 3P Adjustable-thermal & Adjustable-magnetic, w/lugs | Susol MCCB UL489 35kA, 600A 3P Adjustable-thermal & Adjustable-magnetic, w/lugs | Susol MCCB UL489 35kA, 600A 3P Adjustable-thermal & Adjustable-magnetic, w/lugs | Susol MCCB UL489 35kA, 600A 3P Adjustable-thermal & Adjustable-magnetic, w/lugs | Susol MCCB UL489 35kA, 600A 3P Adjustable-thermal & Adjustable-magnetic, w/lugs | Susol MCCB UL489 35kA, 600A 3P Adjustable-thermal & Adjustable-magnetic, w/lugs | Susol MCCB UL489 35kA, 600A 3P Adjustable-thermal & Adjustable-magnetic, w/lugs | Susol MCCB UL489 35kA, 600A 3P Adjustable-thermal & Adjustable-magnetic, w/lugs | 2715.73 | 733.2471 | 733.2471
|  | TS800NU-ATU-LL-800 | TS800NU-ATU-LL-800 | TS800NU-ATU-LL-800 | TS800NU-ATU-LL-800 | Susol MCCB UL489 35kA, 800A 3P Adjustable thermal & magnetic, w/lugs | Susol MCCB UL489 35kA, 800A 3P Adjustable-thermal & Adjustable-magnetic, w/lugs | Susol MCCB UL489 35kA, 800A 3P Adjustable-thermal & Adjustable-magnetic, w/lugs | Susol MCCB UL489 35kA, 800A 3P Adjustable-thermal & Adjustable-magnetic, w/lugs | Susol MCCB UL489 35kA, 800A 3P Adjustable-thermal & Adjustable-magnetic, w/lugs | Susol MCCB UL489 35kA, 800A 3P Adjustable-thermal & Adjustable-magnetic, w/lugs | Susol MCCB UL489 35kA, 800A 3P Adjustable-thermal & Adjustable-magnetic, w/lugs | Susol MCCB UL489 35kA, 800A 3P Adjustable-thermal & Adjustable-magnetic, w/lugs | Susol MCCB UL489 35kA, 800A 3P Adjustable-thermal & Adjustable-magnetic, w/lugs | Susol MCCB UL489 35kA, 800A 3P Adjustable-thermal & Adjustable-magnetic, w/lugs | Susol MCCB UL489 35kA, 800A 3P Adjustable-thermal & Adjustable-magnetic, w/lugs | Susol MCCB UL489 35kA, 800A 3P Adjustable-thermal & Adjustable-magnetic, w/lugs | 3017.33 | 814.6791 | 814.6791
HU TYPE - 65kA
Fixed-Thermal & Fixed-Magnetic (FTU)
Frame size |  | Part# |  |  |  | Description | [11 empty] | List Price
125AF |  | TD125HU-FTU-LL-15 | TD125HU-FTU-LL-15 | TD125HU-FTU-LL-15 | TD125HU-FTU-LL-15 | Susol MCCB UL489 65kA, 15A 3P Fixed thermal & magnetic, w/lugs | Susol MCCB UL489 65kA, 15A 3P Fixed-thermal & Fixed-magnetic, w/lugs | Susol MCCB UL489 65kA, 15A 3P Fixed-thermal & Fixed-magnetic, w/lugs | Susol MCCB UL489 65kA, 15A 3P Fixed-thermal & Fixed-magnetic, w/lugs | Susol MCCB UL489 65kA, 15A 3P Fixed-thermal & Fixed-magnetic, w/lugs | Susol MCCB UL489 65kA, 15A 3P Fixed-thermal & Fixed-magnetic, w/lugs | Susol MCCB UL489 65kA, 15A 3P Fixed-thermal & Fixed-magnetic, w/lugs | Susol MCCB UL489 65kA, 15A 3P Fixed-thermal & Fixed-magnetic, w/lugs | Susol MCCB UL489 65kA, 15A 3P Fixed-thermal & Fixed-magnetic, w/lugs | Susol MCCB UL489 65kA, 15A 3P Fixed-thermal & Fixed-magnetic, w/lugs | Susol MCCB UL489 65kA, 15A 3P Fixed-thermal & Fixed-magnetic, w/lugs | Susol MCCB UL489 65kA, 15A 3P Fixed-thermal & Fixed-magnetic, w/lugs | 526.22 | 142.0794 | 142.0794
|  | TD125HU-FTU-LL-20 | TD125HU-FTU-LL-20 | TD125HU-FTU-LL-20 | TD125HU-FTU-LL-20 | Susol MCCB UL489 65kA, 20A 3P Fixed thermal & magnetic, w/lugs | Susol MCCB UL489 65kA, 20A 3P Fixed-thermal & Fixed-magnetic, w/lugs | Susol MCCB UL489 65kA, 20A 3P Fixed-thermal & Fixed-magnetic, w/lugs | Susol MCCB UL489 65kA, 20A 3P Fixed-thermal & Fixed-magnetic, w/lugs | Susol MCCB UL489 65kA, 20A 3P Fixed-thermal & Fixed-magnetic, w/lugs | Susol MCCB UL489 65kA, 20A 3P Fixed-thermal & Fixed-magnetic, w/lugs | Susol MCCB UL489 65kA, 20A 3P Fixed-thermal & Fixed-magnetic, w/lugs | Susol MCCB UL489 65kA, 20A 3P Fixed-thermal & Fixed-magnetic, w/lugs | Susol MCCB UL489 65kA, 20A 3P Fixed-thermal & Fixed-magnetic, w/lugs | Susol MCCB UL489 65kA, 20A 3P Fixed-thermal & Fixed-magnetic, w/lugs | Susol MCCB UL489 65kA, 20A 3P Fixed-thermal & Fixed-magnetic, w/lugs | Susol MCCB UL489 65kA, 20A 3P Fixed-thermal & Fixed-magnetic, w/lugs | 526.22 | 142.0794 | 142.0794
|  | TD125HU-FTU-LL-30 | TD125HU-FTU-LL-30 | TD125HU-FTU-LL-30 | TD125HU-FTU-LL-30 | Susol MCCB UL489 65kA, 30A 3P Fixed thermal & magnetic, w/lugs | Susol MCCB UL489 65kA, 30A 3P Fixed-thermal & Fixed-magnetic, w/lugs | Susol MCCB UL489 65kA, 30A 3P Fixed-thermal & Fixed-magnetic, w/lugs | Susol MCCB UL489 65kA, 30A 3P Fixed-thermal & Fixed-magnetic, w/lugs | Susol MCCB UL489 65kA, 30A 3P Fixed-thermal & Fixed-magnetic, w/lugs | Susol MCCB UL489 65kA, 30A 3P Fixed-thermal & Fixed-magnetic, w/lugs | Susol MCCB UL489 65kA, 30A 3P Fixed-thermal & Fixed-magnetic, w/lugs | Susol MCCB UL489 65kA, 30A 3P Fixed-thermal & Fixed-magnetic, w/lugs | Susol MCCB UL489 65kA, 30A 3P Fixed-thermal & Fixed-magnetic, w/lugs | Susol MCCB UL489 65kA, 30A 3P Fixed-thermal & Fixed-magnetic, w/lugs | Susol MCCB UL489 65kA, 30A 3P Fixed-thermal & Fixed-magnetic, w/lugs | Susol MCCB UL489 65kA, 30A 3P Fixed-thermal & Fixed-magnetic, w/lugs | 526.22 | 142.0794 | 142.0794
|  | TD125HU-FTU-LL-40 | TD125HU-FTU-LL-40 | TD125HU-FTU-LL-40 | TD125HU-FTU-LL-40 | Susol MCCB UL489 65kA, 40A 3P Fixed thermal & magnetic, w/lugs | Susol MCCB UL489 65kA, 40A 3P Fixed-thermal & Fixed-magnetic, w/lugs | Susol MCCB UL489 65kA, 40A 3P Fixed-thermal & Fixed-magnetic, w/lugs | Susol MCCB UL489 65kA, 40A 3P Fixed-thermal & Fixed-magnetic, w/lugs | Susol MCCB UL489 65kA, 40A 3P Fixed-thermal & Fixed-magnetic, w/lugs | Susol MCCB UL489 65kA, 40A 3P Fixed-thermal & Fixed-magnetic, w/lugs | Susol MCCB UL489 65kA, 40A 3P Fixed-thermal & Fixed-magnetic, w/lugs | Susol MCCB UL489 65kA, 40A 3P Fixed-thermal & Fixed-magnetic, w/lugs | Susol MCCB UL489 65kA, 40A 3P Fixed-thermal & Fixed-magnetic, w/lugs | Susol MCCB UL489 65kA, 40A 3P Fixed-thermal & Fixed-magnetic, w/lugs | Susol MCCB UL489 65kA, 40A 3P Fixed-thermal & Fixed-magnetic, w/lugs | Susol MCCB UL489 65kA, 40A 3P Fixed-thermal & Fixed-magnetic, w/lugs | 526.22 | 142.0794 | 142.0794
|  | TD125HU-FTU-LL-50 | TD125HU-FTU-LL-50 | TD125HU-FTU-LL-50 | TD125HU-FTU-LL-50 | Susol MCCB UL489 65kA, 50A 3P Fixed thermal & magnetic, w/lugs | Susol MCCB UL489 65kA, 50A 3P Fixed-thermal & Fixed-magnetic, w/lugs | Susol MCCB UL489 65kA, 50A 3P Fixed-thermal & Fixed-magnetic, w/lugs | Susol MCCB UL489 65kA, 50A 3P Fixed-thermal & Fixed-magnetic, w/lugs | Susol MCCB UL489 65kA, 50A 3P Fixed-thermal & Fixed-magnetic, w/lugs | Susol MCCB UL489 65kA, 50A 3P Fixed-thermal & Fixed-magnetic, w/lugs | Susol MCCB UL489 65kA, 50A 3P Fixed-thermal & Fixed-magnetic, w/lugs | Susol MCCB UL489 65kA, 50A 3P Fixed-thermal & Fixed-magnetic, w/lugs | Susol MCCB UL489 65kA, 50A 3P Fixed-thermal & Fixed-magnetic, w/lugs | Susol MCCB UL489 65kA, 50A 3P Fixed-thermal & Fixed-magnetic, w/lugs | Susol MCCB UL489 65kA, 50A 3P Fixed-thermal & Fixed-magnetic, w/lugs | Susol MCCB UL489 65kA, 50A 3P Fixed-thermal & Fixed-magnetic, w/lugs | 526.22 | 142.0794 | 142.0794
|  | TD125HU-FTU-LL-60 | TD125HU-FTU-LL-60 | TD125HU-FTU-LL-60 | TD125HU-FTU-LL-60 | Susol MCCB UL489 65kA, 60A 3P Fixed thermal & magnetic, w/lugs | Susol MCCB UL489 65kA, 60A 3P Fixed-thermal & Fixed-magnetic, w/lugs | Susol MCCB UL489 65kA, 60A 3P Fixed-thermal & Fixed-magnetic, w/lugs | Susol MCCB UL489 65kA, 60A 3P Fixed-thermal & Fixed-magnetic, w/lugs | Susol MCCB UL489 65kA, 60A 3P Fixed-thermal & Fixed-magnetic, w/lugs | Susol MCCB UL489 65kA, 60A 3P Fixed-thermal & Fixed-magnetic, w/lugs | Susol MCCB UL489 65kA, 60A 3P Fixed-thermal & Fixed-magnetic, w/lugs | Susol MCCB UL489 65kA, 60A 3P Fixed-thermal & Fixed-magnetic, w/lugs | Susol MCCB UL489 65kA, 60A 3P Fixed-thermal & Fixed-magnetic, w/lugs | Susol MCCB UL489 65kA, 60A 3P Fixed-thermal & Fixed-magnetic, w/lugs | Susol MCCB UL489 65kA, 60A 3P Fixed-thermal & Fixed-magnetic, w/lugs | Susol MCCB UL489 65kA, 60A 3P Fixed-thermal & Fixed-magnetic, w/lugs | 526.22 | 142.0794 | 142.0794
|  | TD125HU-FTU-LL-80 | TD125HU-FTU-LL-80 | TD125HU-FTU-LL-80 | TD125HU-FTU-LL-80 | Susol MCCB UL489 65kA, 80A 3P Fixed thermal & magnetic, w/lugs | Susol MCCB UL489 65kA, 80A 3P Fixed-thermal & Fixed-magnetic, w/lugs | Susol MCCB UL489 65kA, 80A 3P Fixed-thermal & Fixed-magnetic, w/lugs | Susol MCCB UL489 65kA, 80A 3P Fixed-thermal & Fixed-magnetic, w/lugs | Susol MCCB UL489 65kA, 80A 3P Fixed-thermal & Fixed-magnetic, w/lugs | Susol MCCB UL489 65kA, 80A 3P Fixed-thermal & Fixed-magnetic, w/lugs | Susol MCCB UL489 65kA, 80A 3P Fixed-thermal & Fixed-magnetic, w/lugs | Susol MCCB UL489 65kA, 80A 3P Fixed-thermal & Fixed-magnetic, w/lugs | Susol MCCB UL489 65kA, 80A 3P Fixed-thermal & Fixed-magnetic, w/lugs | Susol MCCB UL489 65kA, 80A 3P Fixed-thermal & Fixed-magnetic, w/lugs | Susol MCCB UL489 65kA, 80A 3P Fixed-thermal & Fixed-magnetic, w/lugs | Susol MCCB UL489 65kA, 80A 3P Fixed-thermal & Fixed-magnetic, w/lugs | 553.58 | 149.4666 | 149.4666
|  | TD125HU-FTU-LL-100 | TD125HU-FTU-LL-100 | TD125HU-FTU-LL-100 | TD125HU-FTU-LL-100 | Susol MCCB UL489 65kA, 100A 3P Fixed thermal & magnetic, w/lugs | Susol MCCB UL489 65kA, 100A 3PFixed-thermal & Fixed-magnetic, w/lugs | Susol MCCB UL489 65kA, 100A 3PFixed-thermal & Fixed-magnetic, w/lugs | Susol MCCB UL489 65kA, 100A 3PFixed-thermal & Fixed-magnetic, w/lugs | Susol MCCB UL489 65kA, 100A 3PFixed-thermal & Fixed-magnetic, w/lugs | Susol MCCB UL489 65kA, 100A 3PFixed-thermal & Fixed-magnetic, w/lugs | Susol MCCB UL489 65kA, 100A 3PFixed-thermal & Fixed-magnetic, w/lugs | Susol MCCB UL489 65kA, 100A 3PFixed-thermal & Fixed-magnetic, w/lugs | Susol MCCB UL489 65kA, 100A 3PFixed-thermal & Fixed-magnetic, w/lugs | Susol MCCB UL489 65kA, 100A 3PFixed-thermal & Fixed-magnetic, w/lugs | Susol MCCB UL489 65kA, 100A 3PFixed-thermal & Fixed-magnetic, w/lugs | Susol MCCB UL489 65kA, 100A 3PFixed-thermal & Fixed-magnetic, w/lugs | 553.58 | 149.4666 | 149.4666
|  | TD125HU-FTU-LL-125 | TD125HU-FTU-LL-125 | TD125HU-FTU-LL-125 | TD125HU-FTU-LL-125 | Susol MCCB UL489 65kA, 125A 3P Fixed thermal & magnetic, w/lugs | Susol MCCB UL489 65kA, 125A 3P Fixed-thermal & Fixed-magnetic, w/lugs | Susol MCCB UL489 65kA, 125A 3P Fixed-thermal & Fixed-magnetic, w/lugs | Susol MCCB UL489 65kA, 125A 3P Fixed-thermal & Fixed-magnetic, w/lugs | Susol MCCB UL489 65kA, 125A 3P Fixed-thermal & Fixed-magnetic, w/lugs | Susol MCCB UL489 65kA, 125A 3P Fixed-thermal & Fixed-magnetic, w/lugs | Susol MCCB UL489 65kA, 125A 3P Fixed-thermal & Fixed-magnetic, w/lugs | Susol MCCB UL489 65kA, 125A 3P Fixed-thermal & Fixed-magnetic, w/lugs | Susol MCCB UL489 65kA, 125A 3P Fixed-thermal & Fixed-magnetic, w/lugs | Susol MCCB UL489 65kA, 125A 3P Fixed-thermal & Fixed-magnetic, w/lugs | Susol MCCB UL489 65kA, 125A 3P Fixed-thermal & Fixed-magnetic, w/lugs | Susol MCCB UL489 65kA, 125A 3P Fixed-thermal & Fixed-magnetic, w/lugs | 806.83 | 217.8441 | 217.8441
250AF |  | TS250HU-FTU-LL-150 | TS250HU-FTU-LL-150 | TS250HU-FTU-LL-150 | TS250HU-FTU-LL-150 | Susol MCCB UL489 65kA, 150A 3P Fixed thermal & magnetic, w/lugs | Susol MCCB UL489 65kA, 150A 3P Fixed-thermal & Fixed-magnetic, w/lugs | Susol MCCB UL489 65kA, 150A 3P Fixed-thermal & Fixed-magnetic, w/lugs | Susol MCCB UL489 65kA, 150A 3P Fixed-thermal & Fixed-magnetic, w/lugs | Susol MCCB UL489 65kA, 150A 3P Fixed-thermal & Fixed-magnetic, w/lugs | Susol MCCB UL489 65kA, 150A 3P Fixed-thermal & Fixed-magnetic, w/lugs | Susol MCCB UL489 65kA, 150A 3P Fixed-thermal & Fixed-magnetic, w/lugs | Susol MCCB UL489 65kA, 150A 3P Fixed-thermal & Fixed-magnetic, w/lugs | Susol MCCB UL489 65kA, 150A 3P Fixed-thermal & Fixed-magnetic, w/lugs | Susol MCCB UL489 65kA, 150A 3P Fixed-thermal & Fixed-magnetic, w/lugs | Susol MCCB UL489 65kA, 150A 3P Fixed-thermal & Fixed-magnetic, w/lugs | Susol MCCB UL489 65kA, 150A 3P Fixed-thermal & Fixed-magnetic, w/lugs | 959.54 | 259.0758 | 259.0758
|  | TS250HU-FTU-LL-175 | TS250HU-FTU-LL-175 | TS250HU-FTU-LL-175 | TS250HU-FTU-LL-175 | Susol MCCB UL489 65kA, 175A 3P Fixed thermal & magnetic, w/lugs | Susol MCCB UL489 65kA, 175A 3P Fixed-thermal & Fixed-magnetic, w/lugs | Susol MCCB UL489 65kA, 175A 3P Fixed-thermal & Fixed-magnetic, w/lugs | Susol MCCB UL489 65kA, 175A 3P Fixed-thermal & Fixed-magnetic, w/lugs | Susol MCCB UL489 65kA, 175A 3P Fixed-thermal & Fixed-magnetic, w/lugs | Susol MCCB UL489 65kA, 175A 3P Fixed-thermal & Fixed-magnetic, w/lugs | Susol MCCB UL489 65kA, 175A 3P Fixed-thermal & Fixed-magnetic, w/lugs | Susol MCCB UL489 65kA, 175A 3P Fixed-thermal & Fixed-magnetic, w/lugs | Susol MCCB UL489 65kA, 175A 3P Fixed-thermal & Fixed-magnetic, w/lugs | Susol MCCB UL489 65kA, 175A 3P Fixed-thermal & Fixed-magnetic, w/lugs | Susol MCCB UL489 65kA, 175A 3P Fixed-thermal & Fixed-magnetic, w/lugs | Susol MCCB UL489 65kA, 175A 3P Fixed-thermal & Fixed-magnetic, w/lugs | 959.54 | 259.0758 | 259.0758
|  | TS250HU-FTU-LL-200 | TS250HU-FTU-LL-200 | TS250HU-FTU-LL-200 | TS250HU-FTU-LL-200 | Susol MCCB UL489 65kA, 200A 3P Fixed thermal & magnetic, w/lugs | Susol MCCB UL489 65kA, 200A 3P Fixed-thermal & Fixed-magnetic, w/lugs | Susol MCCB UL489 65kA, 200A 3P Fixed-thermal & Fixed-magnetic, w/lugs | Susol MCCB UL489 65kA, 200A 3P Fixed-thermal & Fixed-magnetic, w/lugs | Susol MCCB UL489 65kA, 200A 3P Fixed-thermal & Fixed-magnetic, w/lugs | Susol MCCB UL489 65kA, 200A 3P Fixed-thermal & Fixed-magnetic, w/lugs | Susol MCCB UL489 65kA, 200A 3P Fixed-thermal & Fixed-magnetic, w/lugs | Susol MCCB UL489 65kA, 200A 3P Fixed-thermal & Fixed-magnetic, w/lugs | Susol MCCB UL489 65kA, 200A 3P Fixed-thermal & Fixed-magnetic, w/lugs | Susol MCCB UL489 65kA, 200A 3P Fixed-thermal & Fixed-magnetic, w/lugs | Susol MCCB UL489 65kA, 200A 3P Fixed-thermal & Fixed-magnetic, w/lugs | Susol MCCB UL489 65kA, 200A 3P Fixed-thermal & Fixed-magnetic, w/lugs | 959.54 | 259.0758 | 259.0758
|  | TS250HU-FTU-LL-225 | TS250HU-FTU-LL-225 | TS250HU-FTU-LL-225 | TS250HU-FTU-LL-225 | Susol MCCB UL489 65kA, 225A 3P Fixed thermal & magnetic, w/lugs | Susol MCCB UL489 65kA, 225A 3P Fixed-thermal & Fixed-magnetic, w/lugs | Susol MCCB UL489 65kA, 225A 3P Fixed-thermal & Fixed-magnetic, w/lugs | Susol MCCB UL489 65kA, 225A 3P Fixed-thermal & Fixed-magnetic, w/lugs | Susol MCCB UL489 65kA, 225A 3P Fixed-thermal & Fixed-magnetic, w/lugs | Susol MCCB UL489 65kA, 225A 3P Fixed-thermal & Fixed-magnetic, w/lugs | Susol MCCB UL489 65kA, 225A 3P Fixed-thermal & Fixed-magnetic, w/lugs | Susol MCCB UL489 65kA, 225A 3P Fixed-thermal & Fixed-magnetic, w/lugs | Susol MCCB UL489 65kA, 225A 3P Fixed-thermal & Fixed-magnetic, w/lugs | Susol MCCB UL489 65kA, 225A 3P Fixed-thermal & Fixed-magnetic, w/lugs | Susol MCCB UL489 65kA, 225A 3P Fixed-thermal & Fixed-magnetic, w/lugs | Susol MCCB UL489 65kA, 225A 3P Fixed-thermal & Fixed-magnetic, w/lugs | 959.54 | 259.0758 | 259.0758
|  | TS250HU-FTU-LL-250 | TS250HU-FTU-LL-250 | TS250HU-FTU-LL-250 | TS250HU-FTU-LL-250 | Susol MCCB UL489 65kA, 250A 3P Fixed thermal & magnetic, w/lugs | Susol MCCB UL489 65kA, 250A 3P Fixed-thermal & Fixed-magnetic, w/lugs | Susol MCCB UL489 65kA, 250A 3P Fixed-thermal & Fixed-magnetic, w/lugs | Susol MCCB UL489 65kA, 250A 3P Fixed-thermal & Fixed-magnetic, w/lugs | Susol MCCB UL489 65kA, 250A 3P Fixed-thermal & Fixed-magnetic, w/lugs | Susol MCCB UL489 65kA, 250A 3P Fixed-thermal & Fixed-magnetic, w/lugs | Susol MCCB UL489 65kA, 250A 3P Fixed-thermal & Fixed-magnetic, w/lugs | Susol MCCB UL489 65kA, 250A 3P Fixed-thermal & Fixed-magnetic, w/lugs | Susol MCCB UL489 65kA, 250A 3P Fixed-thermal & Fixed-magnetic, w/lugs | Susol MCCB UL489 65kA, 250A 3P Fixed-thermal & Fixed-magnetic, w/lugs | Susol MCCB UL489 65kA, 250A 3P Fixed-thermal & Fixed-magnetic, w/lugs | Susol MCCB UL489 65kA, 250A 3P Fixed-thermal & Fixed-magnetic, w/lugs | 959.54 | 259.0758 | 259.0758
400AF |  | TS400HU-FTU-LL-300 | TS400HU-FTU-LL-300 | TS400HU-FTU-LL-300 | TS400HU-FTU-LL-300 | Susol MCCB UL489 65kA, 300A 3P Fixed thermal & magnetic, w/lugs | Susol MCCB UL489 65kA, 300A 3P Fixed-thermal & Fixed-magnetic, w/lugs | Susol MCCB UL489 65kA, 300A 3P Fixed-thermal & Fixed-magnetic, w/lugs | Susol MCCB UL489 65kA, 300A 3P Fixed-thermal & Fixed-magnetic, w/lugs | Susol MCCB UL489 65kA, 300A 3P Fixed-thermal & Fixed-magnetic, w/lugs | Susol MCCB UL489 65kA, 300A 3P Fixed-thermal & Fixed-magnetic, w/lugs | Susol MCCB UL489 65kA, 300A 3P Fixed-thermal & Fixed-magnetic, w/lugs | Susol MCCB UL489 65kA, 300A 3P Fixed-thermal & Fixed-magnetic, w/lugs | Susol MCCB UL489 65kA, 300A 3P Fixed-thermal & Fixed-magnetic, w/lugs | Susol MCCB UL489 65kA, 300A 3P Fixed-thermal & Fixed-magnetic, w/lugs | Susol MCCB UL489 65kA, 300A 3P Fixed-thermal & Fixed-magnetic, w/lugs | Susol MCCB UL489 65kA, 300A 3P Fixed-thermal & Fixed-magnetic, w/lugs | 1826.18 | 493.0686 | 493.0686
|  | TS400HU-FTU-LL-350 | TS400HU-FTU-LL-350 | TS400HU-FTU-LL-350 | TS400HU-FTU-LL-350 | Susol MCCB UL489 65kA, 350A 3P Fixed thermal & magnetic, w/lugs | Susol MCCB UL489 65kA, 350A 3P Fixed-thermal & Fixed-magnetic, w/lugs | Susol MCCB UL489 65kA, 350A 3P Fixed-thermal & Fixed-magnetic, w/lugs | Susol MCCB UL489 65kA, 350A 3P Fixed-thermal & Fixed-magnetic, w/lugs | Susol MCCB UL489 65kA, 350A 3P Fixed-thermal & Fixed-magnetic, w/lugs | Susol MCCB UL489 65kA, 350A 3P Fixed-thermal & Fixed-magnetic, w/lugs | Susol MCCB UL489 65kA, 350A 3P Fixed-thermal & Fixed-magnetic, w/lugs | Susol MCCB UL489 65kA, 350A 3P Fixed-thermal & Fixed-magnetic, w/lugs | Susol MCCB UL489 65kA, 350A 3P Fixed-thermal & Fixed-magnetic, w/lugs | Susol MCCB UL489 65kA, 350A 3P Fixed-thermal & Fixed-magnetic, w/lugs | Susol MCCB UL489 65kA, 350A 3P Fixed-thermal & Fixed-magnetic, w/lugs | Susol MCCB UL489 65kA, 350A 3P Fixed-thermal & Fixed-magnetic, w/lugs | 1826.18 | 493.0686 | 493.0686
|  | TS400HU-FTU-LL-400 | TS400HU-FTU-LL-400 | TS400HU-FTU-LL-400 | TS400HU-FTU-LL-400 | Susol MCCB UL489 65kA, 400A 3P Fixed thermal & magnetic, w/lugs | Susol MCCB UL489 65kA, 400A 3P Fixed-thermal & Fixed-magnetic, w/lugs | Susol MCCB UL489 65kA, 400A 3P Fixed-thermal & Fixed-magnetic, w/lugs | Susol MCCB UL489 65kA, 400A 3P Fixed-thermal & Fixed-magnetic, w/lugs | Susol MCCB UL489 65kA, 400A 3P Fixed-thermal & Fixed-magnetic, w/lugs | Susol MCCB UL489 65kA, 400A 3P Fixed-thermal & Fixed-magnetic, w/lugs | Susol MCCB UL489 65kA, 400A 3P Fixed-thermal & Fixed-magnetic, w/lugs | Susol MCCB UL489 65kA, 400A 3P Fixed-thermal & Fixed-magnetic, w/lugs | Susol MCCB UL489 65kA, 400A 3P Fixed-thermal & Fixed-magnetic, w/lugs | Susol MCCB UL489 65kA, 400A 3P Fixed-thermal & Fixed-magnetic, w/lugs | Susol MCCB UL489 65kA, 400A 3P Fixed-thermal & Fixed-magnetic, w/lugs | Susol MCCB UL489 65kA, 400A 3P Fixed-thermal & Fixed-magnetic, w/lugs | 1826.18 | 493.0686 | 493.0686
800AF |  | TS800HU-FTU-LL-500 | TS800HU-FTU-LL-500 | TS800HU-FTU-LL-500 | TS800HU-FTU-LL-500 | Susol MCCB UL489 65kA, 500A 3P Fixed thermal & magnetic, w/lugs | Susol MCCB UL489 65kA, 500A 3P Fixed-thermal & Fixed-magnetic, w/lugs | Susol MCCB UL489 65kA, 500A 3P Fixed-thermal & Fixed-magnetic, w/lugs | Susol MCCB UL489 65kA, 500A 3P Fixed-thermal & Fixed-magnetic, w/lugs | Susol MCCB UL489 65kA, 500A 3P Fixed-thermal & Fixed-magnetic, w/lugs | Susol MCCB UL489 65kA, 500A 3P Fixed-thermal & Fixed-magnetic, w/lugs | Susol MCCB UL489 65kA, 500A 3P Fixed-thermal & Fixed-magnetic, w/lugs | Susol MCCB UL489 65kA, 500A 3P Fixed-thermal & Fixed-magnetic, w/lugs | Susol MCCB UL489 65kA, 500A 3P Fixed-thermal & Fixed-magnetic, w/lugs | Susol MCCB UL489 65kA, 500A 3P Fixed-thermal & Fixed-magnetic, w/lugs | Susol MCCB UL489 65kA, 500A 3P Fixed-thermal & Fixed-magnetic, w/lugs | Susol MCCB UL489 65kA, 500A 3P Fixed-thermal & Fixed-magnetic, w/lugs | 3249.58 | 877.3866 | 877.3866
|  | TS800HU-FTU-LL-600 | TS800HU-FTU-LL-600 | TS800HU-FTU-LL-600 | TS800HU-FTU-LL-600 | Susol MCCB UL489 65kA, 600A 3P Fixed thermal & magnetic, w/lugs | Susol MCCB UL489 65kA, 600A 3P Fixed-thermal & Fixed-magnetic, w/lugs | Susol MCCB UL489 65kA, 600A 3P Fixed-thermal & Fixed-magnetic, w/lugs | Susol MCCB UL489 65kA, 600A 3P Fixed-thermal & Fixed-magnetic, w/lugs | Susol MCCB UL489 65kA, 600A 3P Fixed-thermal & Fixed-magnetic, w/lugs | Susol MCCB UL489 65kA, 600A 3P Fixed-thermal & Fixed-magnetic, w/lugs | Susol MCCB UL489 65kA, 600A 3P Fixed-thermal & Fixed-magnetic, w/lugs | Susol MCCB UL489 65kA, 600A 3P Fixed-thermal & Fixed-magnetic, w/lugs | Susol MCCB UL489 65kA, 600A 3P Fixed-thermal & Fixed-magnetic, w/lugs | Susol MCCB UL489 65kA, 600A 3P Fixed-thermal & Fixed-magnetic, w/lugs | Susol MCCB UL489 65kA, 600A 3P Fixed-thermal & Fixed-magnetic, w/lugs | Susol MCCB UL489 65kA, 600A 3P Fixed-thermal & Fixed-magnetic, w/lugs | 3249.58 | 877.3866 | 877.3866
|  | TS800HU-FTU-LL-700 | TS800HU-FTU-LL-700 | TS800HU-FTU-LL-700 | TS800HU-FTU-LL-700 | Susol MCCB UL489 65kA, 700A 3P Fixed thermal & magnetic, w/lugs | Susol MCCB UL489 65kA, 700A 3P Fixed-thermal & Fixed-magnetic, w/lugs | Susol MCCB UL489 65kA, 700A 3P Fixed-thermal & Fixed-magnetic, w/lugs | Susol MCCB UL489 65kA, 700A 3P Fixed-thermal & Fixed-magnetic, w/lugs | Susol MCCB UL489 65kA, 700A 3P Fixed-thermal & Fixed-magnetic, w/lugs | Susol MCCB UL489 65kA, 700A 3P Fixed-thermal & Fixed-magnetic, w/lugs | Susol MCCB UL489 65kA, 700A 3P Fixed-thermal & Fixed-magnetic, w/lugs | Susol MCCB UL489 65kA, 700A 3P Fixed-thermal & Fixed-magnetic, w/lugs | Susol MCCB UL489 65kA, 700A 3P Fixed-thermal & Fixed-magnetic, w/lugs | Susol MCCB UL489 65kA, 700A 3P Fixed-thermal & Fixed-magnetic, w/lugs | Susol MCCB UL489 65kA, 700A 3P Fixed-thermal & Fixed-magnetic, w/lugs | Susol MCCB UL489 65kA, 700A 3P Fixed-thermal & Fixed-magnetic, w/lugs | 3611 | 974.97 | 974.97
|  | TS800HU-FTU-LL-800 | TS800HU-FTU-LL-800 | TS800HU-FTU-LL-800 | TS800HU-FTU-LL-800 | Susol MCCB UL489 65kA, 800A 3P Fixed thermal & magnetic, w/lugs | Susol MCCB UL489 65kA, 800A 3P Fixed-thermal & Fixed-magnetic, w/lugs | Susol MCCB UL489 65kA, 800A 3P Fixed-thermal & Fixed-magnetic, w/lugs | Susol MCCB UL489 65kA, 800A 3P Fixed-thermal & Fixed-magnetic, w/lugs | Susol MCCB UL489 65kA, 800A 3P Fixed-thermal & Fixed-magnetic, w/lugs | Susol MCCB UL489 65kA, 800A 3P Fixed-thermal & Fixed-magnetic, w/lugs | Susol MCCB UL489 65kA, 800A 3P Fixed-thermal & Fixed-magnetic, w/lugs | Susol MCCB UL489 65kA, 800A 3P Fixed-thermal & Fixed-magnetic, w/lugs | Susol MCCB UL489 65kA, 800A 3P Fixed-thermal & Fixed-magnetic, w/lugs | Susol MCCB UL489 65kA, 800A 3P Fixed-thermal & Fixed-magnetic, w/lugs | Susol MCCB UL489 65kA, 800A 3P Fixed-thermal & Fixed-magnetic, w/lugs | Susol MCCB UL489 65kA, 800A 3P Fixed-thermal & Fixed-magnetic, w/lugs | 3611 | 974.97 | 974.97
Adjustable-Thermal & Fixed-Magnetic (FMU)
Frame size |  | Part# |  |  |  | Description | [11 empty] | List Price
125AF |  | TD125HU-FMU-LL-40 | TD125HU-FMU-LL-40 | TD125HU-FMU-LL-40 | TD125HU-FMU-LL-40 | Susol MCCB UL489 65kA, 40A 3P Adjustable thermal, Fixed magnetic, w/lugs | Susol MCCB UL489 65kA, 40A 3P Adjustable-thermal & Fixed-magnetic, w/lugs | Susol MCCB UL489 65kA, 40A 3P Adjustable-thermal & Fixed-magnetic, w/lugs | Susol MCCB UL489 65kA, 40A 3P Adjustable-thermal & Fixed-magnetic, w/lugs | Susol MCCB UL489 65kA, 40A 3P Adjustable-thermal & Fixed-magnetic, w/lugs | Susol MCCB UL489 65kA, 40A 3P Adjustable-thermal & Fixed-magnetic, w/lugs | Susol MCCB UL489 65kA, 40A 3P Adjustable-thermal & Fixed-magnetic, w/lugs | Susol MCCB UL489 65kA, 40A 3P Adjustable-thermal & Fixed-magnetic, w/lugs | Susol MCCB UL489 65kA, 40A 3P Adjustable-thermal & Fixed-magnetic, w/lugs | Susol MCCB UL489 65kA, 40A 3P Adjustable-thermal & Fixed-magnetic, w/lugs | Susol MCCB UL489 65kA, 40A 3P Adjustable-thermal & Fixed-magnetic, w/lugs | Susol MCCB UL489 65kA, 40A 3P Adjustable-thermal & Fixed-magnetic, w/lugs | 568.22 | 153.4194 | 153.4194
|  | TD125HU-FMU-LL-50 | TD125HU-FMU-LL-50 | TD125HU-FMU-LL-50 | TD125HU-FMU-LL-50 | Susol MCCB UL489 65kA, 50A 3P Adjustable thermal, Fixed magnetic, w/lugs | Susol MCCB UL489 65kA, 50A 3P Adjustable-thermal & Fixed-magnetic, w/lugs | Susol MCCB UL489 65kA, 50A 3P Adjustable-thermal & Fixed-magnetic, w/lugs | Susol MCCB UL489 65kA, 50A 3P Adjustable-thermal & Fixed-magnetic, w/lugs | Susol MCCB UL489 65kA, 50A 3P Adjustable-thermal & Fixed-magnetic, w/lugs | Susol MCCB UL489 65kA, 50A 3P Adjustable-thermal & Fixed-magnetic, w/lugs | Susol MCCB UL489 65kA, 50A 3P Adjustable-thermal & Fixed-magnetic, w/lugs | Susol MCCB UL489 65kA, 50A 3P Adjustable-thermal & Fixed-magnetic, w/lugs | Susol MCCB UL489 65kA, 50A 3P Adjustable-thermal & Fixed-magnetic, w/lugs | Susol MCCB UL489 65kA, 50A 3P Adjustable-thermal & Fixed-magnetic, w/lugs | Susol MCCB UL489 65kA, 50A 3P Adjustable-thermal & Fixed-magnetic, w/lugs | Susol MCCB UL489 65kA, 50A 3P Adjustable-thermal & Fixed-magnetic, w/lugs | 568.22 | 153.4194 | 153.4194
|  | TD125HU-FMU-LL-60 | TD125HU-FMU-LL-60 | TD125HU-FMU-LL-60 | TD125HU-FMU-LL-60 | Susol MCCB UL489 65kA, 60A 3P Adjustable thermal, Fixed magnetic, w/lugs | Susol MCCB UL489 65kA, 60A 3P Adjustable-thermal & Fixed-magnetic, w/lugs | Susol MCCB UL489 65kA, 60A 3P Adjustable-thermal & Fixed-magnetic, w/lugs | Susol MCCB UL489 65kA, 60A 3P Adjustable-thermal & Fixed-magnetic, w/lugs | Susol MCCB UL489 65kA, 60A 3P Adjustable-thermal & Fixed-magnetic, w/lugs | Susol MCCB UL489 65kA, 60A 3P Adjustable-thermal & Fixed-magnetic, w/lugs | Susol MCCB UL489 65kA, 60A 3P Adjustable-thermal & Fixed-magnetic, w/lugs | Susol MCCB UL489 65kA, 60A 3P Adjustable-thermal & Fixed-magnetic, w/lugs | Susol MCCB UL489 65kA, 60A 3P Adjustable-thermal & Fixed-magnetic, w/lugs | Susol MCCB UL489 65kA, 60A 3P Adjustable-thermal & Fixed-magnetic, w/lugs | Susol MCCB UL489 65kA, 60A 3P Adjustable-thermal & Fixed-magnetic, w/lugs | Susol MCCB UL489 65kA, 60A 3P Adjustable-thermal & Fixed-magnetic, w/lugs | 568.22 | 153.4194 | 153.4194
|  | TD125HU-FMU-LL-80 | TD125HU-FMU-LL-80 | TD125HU-FMU-LL-80 | TD125HU-FMU-LL-80 | Susol MCCB UL489 65kA, 80A 3P Adjustable thermal, Fixed magnetic, w/lugs | Susol MCCB UL489 65kA, 80A 3P Adjustable-thermal & Fixed-magnetic, w/lugs | Susol MCCB UL489 65kA, 80A 3P Adjustable-thermal & Fixed-magnetic, w/lugs | Susol MCCB UL489 65kA, 80A 3P Adjustable-thermal & Fixed-magnetic, w/lugs | Susol MCCB UL489 65kA, 80A 3P Adjustable-thermal & Fixed-magnetic, w/lugs | Susol MCCB UL489 65kA, 80A 3P Adjustable-thermal & Fixed-magnetic, w/lugs | Susol MCCB UL489 65kA, 80A 3P Adjustable-thermal & Fixed-magnetic, w/lugs | Susol MCCB UL489 65kA, 80A 3P Adjustable-thermal & Fixed-magnetic, w/lugs | Susol MCCB UL489 65kA, 80A 3P Adjustable-thermal & Fixed-magnetic, w/lugs | Susol MCCB UL489 65kA, 80A 3P Adjustable-thermal & Fixed-magnetic, w/lugs | Susol MCCB UL489 65kA, 80A 3P Adjustable-thermal & Fixed-magnetic, w/lugs | Susol MCCB UL489 65kA, 80A 3P Adjustable-thermal & Fixed-magnetic, w/lugs | 598.12 | 161.4924 | 161.4924
|  | TD125HU-FMU-LL-100 | TD125HU-FMU-LL-100 | TD125HU-FMU-LL-100 | TD125HU-FMU-LL-100 | Susol MCCB UL489 65kA, 100A 3P Adjustable thermal, Fixed magnetic, w/lugs | Susol MCCB UL489 65kA, 100A 3P Adjustable-thermal & Fixed-magnetic, w/lugs | Susol MCCB UL489 65kA, 100A 3P Adjustable-thermal & Fixed-magnetic, w/lugs | Susol MCCB UL489 65kA, 100A 3P Adjustable-thermal & Fixed-magnetic, w/lugs | Susol MCCB UL489 65kA, 100A 3P Adjustable-thermal & Fixed-magnetic, w/lugs | Susol MCCB UL489 65kA, 100A 3P Adjustable-thermal & Fixed-magnetic, w/lugs | Susol MCCB UL489 65kA, 100A 3P Adjustable-thermal & Fixed-magnetic, w/lugs | Susol MCCB UL489 65kA, 100A 3P Adjustable-thermal & Fixed-magnetic, w/lugs | Susol MCCB UL489 65kA, 100A 3P Adjustable-thermal & Fixed-magnetic, w/lugs | Susol MCCB UL489 65kA, 100A 3P Adjustable-thermal & Fixed-magnetic, w/lugs | Susol MCCB UL489 65kA, 100A 3P Adjustable-thermal & Fixed-magnetic, w/lugs | Susol MCCB UL489 65kA, 100A 3P Adjustable-thermal & Fixed-magnetic, w/lugs | 598.12 | 161.4924 | 161.4924
|  | TD125HU-FMU-LL-125 | TD125HU-FMU-LL-125 | TD125HU-FMU-LL-125 | TD125HU-FMU-LL-125 | Susol MCCB UL489 65kA, 125A 3P Adjustable thermal, Fixed magnetic, w/lugs | Susol MCCB UL489 65kA, 125A 3P Adjustable-thermal & Fixed-magnetic, w/lugs | Susol MCCB UL489 65kA, 125A 3P Adjustable-thermal & Fixed-magnetic, w/lugs | Susol MCCB UL489 65kA, 125A 3P Adjustable-thermal & Fixed-magnetic, w/lugs | Susol MCCB UL489 65kA, 125A 3P Adjustable-thermal & Fixed-magnetic, w/lugs | Susol MCCB UL489 65kA, 125A 3P Adjustable-thermal & Fixed-magnetic, w/lugs | Susol MCCB UL489 65kA, 125A 3P Adjustable-thermal & Fixed-magnetic, w/lugs | Susol MCCB UL489 65kA, 125A 3P Adjustable-thermal & Fixed-magnetic, w/lugs | Susol MCCB UL489 65kA, 125A 3P Adjustable-thermal & Fixed-magnetic, w/lugs | Susol MCCB UL489 65kA, 125A 3P Adjustable-thermal & Fixed-magnetic, w/lugs | Susol MCCB UL489 65kA, 125A 3P Adjustable-thermal & Fixed-magnetic, w/lugs | Susol MCCB UL489 65kA, 125A 3P Adjustable-thermal & Fixed-magnetic, w/lugs | 871.73 | 235.3671 | 235.3671
250AF |  | TS250HU-FMU-LL-160 | TS250HU-FMU-LL-160 | TS250HU-FMU-LL-160 | TS250HU-FMU-LL-160 | Susol MCCB UL489 65kA, 160A 3P Adjustable thermal, Fixed magnetic, w/lugs | Susol MCCB UL489 65kA, 160A 3P Adjustable-thermal & Fixed-magnetic, w/lugs | Susol MCCB UL489 65kA, 160A 3P Adjustable-thermal & Fixed-magnetic, w/lugs | Susol MCCB UL489 65kA, 160A 3P Adjustable-thermal & Fixed-magnetic, w/lugs | Susol MCCB UL489 65kA, 160A 3P Adjustable-thermal & Fixed-magnetic, w/lugs | Susol MCCB UL489 65kA, 160A 3P Adjustable-thermal & Fixed-magnetic, w/lugs | Susol MCCB UL489 65kA, 160A 3P Adjustable-thermal & Fixed-magnetic, w/lugs | Susol MCCB UL489 65kA, 160A 3P Adjustable-thermal & Fixed-magnetic, w/lugs | Susol MCCB UL489 65kA, 160A 3P Adjustable-thermal & Fixed-magnetic, w/lugs | Susol MCCB UL489 65kA, 160A 3P Adjustable-thermal & Fixed-magnetic, w/lugs | Susol MCCB UL489 65kA, 160A 3P Adjustable-thermal & Fixed-magnetic, w/lugs | Susol MCCB UL489 65kA, 160A 3P Adjustable-thermal & Fixed-magnetic, w/lugs | 1035.9 | 279.693 | 279.693
|  | TS250HU-FMU-LL-200 | TS250HU-FMU-LL-200 | TS250HU-FMU-LL-200 | TS250HU-FMU-LL-200 | Susol MCCB UL489 65kA, 200A 3P Adjustable thermal, Fixed magnetic, w/lugs | Susol MCCB UL489 65kA, 200A 3P Adjustable-thermal & Fixed-magnetic, w/lugs | Susol MCCB UL489 65kA, 200A 3P Adjustable-thermal & Fixed-magnetic, w/lugs | Susol MCCB UL489 65kA, 200A 3P Adjustable-thermal & Fixed-magnetic, w/lugs | Susol MCCB UL489 65kA, 200A 3P Adjustable-thermal & Fixed-magnetic, w/lugs | Susol MCCB UL489 65kA, 200A 3P Adjustable-thermal & Fixed-magnetic, w/lugs | Susol MCCB UL489 65kA, 200A 3P Adjustable-thermal & Fixed-magnetic, w/lugs | Susol MCCB UL489 65kA, 200A 3P Adjustable-thermal & Fixed-magnetic, w/lugs | Susol MCCB UL489 65kA, 200A 3P Adjustable-thermal & Fixed-magnetic, w/lugs | Susol MCCB UL489 65kA, 200A 3P Adjustable-thermal & Fixed-magnetic, w/lugs | Susol MCCB UL489 65kA, 200A 3P Adjustable-thermal & Fixed-magnetic, w/lugs | Susol MCCB UL489 65kA, 200A 3P Adjustable-thermal & Fixed-magnetic, w/lugs | 1035.9 | 279.693 | 279.693
|  | TS250HU-FMU-LL-250 | TS250HU-FMU-LL-250 | TS250HU-FMU-LL-250 | TS250HU-FMU-LL-250 | Susol MCCB UL489 65kA, 250A 3P Adjustable thermal, Fixed magnetic, w/lugs | Susol MCCB UL489 65kA, 250A 3P Adjustable-thermal & Fixed-magnetic, w/lugs | Susol MCCB UL489 65kA, 250A 3P Adjustable-thermal & Fixed-magnetic, w/lugs | Susol MCCB UL489 65kA, 250A 3P Adjustable-thermal & Fixed-magnetic, w/lugs | Susol MCCB UL489 65kA, 250A 3P Adjustable-thermal & Fixed-magnetic, w/lugs | Susol MCCB UL489 65kA, 250A 3P Adjustable-thermal & Fixed-magnetic, w/lugs | Susol MCCB UL489 65kA, 250A 3P Adjustable-thermal & Fixed-magnetic, w/lugs | Susol MCCB UL489 65kA, 250A 3P Adjustable-thermal & Fixed-magnetic, w/lugs | Susol MCCB UL489 65kA, 250A 3P Adjustable-thermal & Fixed-magnetic, w/lugs | Susol MCCB UL489 65kA, 250A 3P Adjustable-thermal & Fixed-magnetic, w/lugs | Susol MCCB UL489 65kA, 250A 3P Adjustable-thermal & Fixed-magnetic, w/lugs | Susol MCCB UL489 65kA, 250A 3P Adjustable-thermal & Fixed-magnetic, w/lugs | 1035.9 | 279.693 | 279.693
400AF |  | TS400HU-FMU-LL-300 | TS400HU-FMU-LL-300 | TS400HU-FMU-LL-300 | TS400HU-FMU-LL-300 | Susol MCCB UL489 65kA, 300A 3P Adjustable thermal, Fixed magnetic, w/lugs | Susol MCCB UL489 65kA, 300A 3P Adjustable-thermal & Fixed-magnetic, w/lugs | Susol MCCB UL489 65kA, 300A 3P Adjustable-thermal & Fixed-magnetic, w/lugs | Susol MCCB UL489 65kA, 300A 3P Adjustable-thermal & Fixed-magnetic, w/lugs | Susol MCCB UL489 65kA, 300A 3P Adjustable-thermal & Fixed-magnetic, w/lugs | Susol MCCB UL489 65kA, 300A 3P Adjustable-thermal & Fixed-magnetic, w/lugs | Susol MCCB UL489 65kA, 300A 3P Adjustable-thermal & Fixed-magnetic, w/lugs | Susol MCCB UL489 65kA, 300A 3P Adjustable-thermal & Fixed-magnetic, w/lugs | Susol MCCB UL489 65kA, 300A 3P Adjustable-thermal & Fixed-magnetic, w/lugs | Susol MCCB UL489 65kA, 300A 3P Adjustable-thermal & Fixed-magnetic, w/lugs | Susol MCCB UL489 65kA, 300A 3P Adjustable-thermal & Fixed-magnetic, w/lugs | Susol MCCB UL489 65kA, 300A 3P Adjustable-thermal & Fixed-magnetic, w/lugs | 1972.53 | 532.5831 | 532.5831
|  | TS400HU-FMU-LL-400 | TS400HU-FMU-LL-400 | TS400HU-FMU-LL-400 | TS400HU-FMU-LL-400 | Susol MCCB UL489 65kA, 400A 3P Adjustable thermal, Fixed magnetic, w/lugs | Susol MCCB UL489 65kA, 400A 3P Adjustable-thermal & Fixed-magnetic, w/lugs | Susol MCCB UL489 65kA, 400A 3P Adjustable-thermal & Fixed-magnetic, w/lugs | Susol MCCB UL489 65kA, 400A 3P Adjustable-thermal & Fixed-magnetic, w/lugs | Susol MCCB UL489 65kA, 400A 3P Adjustable-thermal & Fixed-magnetic, w/lugs | Susol MCCB UL489 65kA, 400A 3P Adjustable-thermal & Fixed-magnetic, w/lugs | Susol MCCB UL489 65kA, 400A 3P Adjustable-thermal & Fixed-magnetic, w/lugs | Susol MCCB UL489 65kA, 400A 3P Adjustable-thermal & Fixed-magnetic, w/lugs | Susol MCCB UL489 65kA, 400A 3P Adjustable-thermal & Fixed-magnetic, w/lugs | Susol MCCB UL489 65kA, 400A 3P Adjustable-thermal & Fixed-magnetic, w/lugs | Susol MCCB UL489 65kA, 400A 3P Adjustable-thermal & Fixed-magnetic, w/lugs | Susol MCCB UL489 65kA, 400A 3P Adjustable-thermal & Fixed-magnetic, w/lugs | 1972.53 | 532.5831 | 532.5831
800AF |  | TS800HU-FMU-LL-500 | TS800HU-FMU-LL-500 | TS800HU-FMU-LL-500 | TS800HU-FMU-LL-500 | Susol MCCB UL489 65kA, 500A 3P Adjustable thermal, Fixed magnetic, w/lugs | Susol MCCB UL489 65kA, 500A 3P Adjustable-thermal & Fixed-magnetic, w/lugs | Susol MCCB UL489 65kA, 500A 3P Adjustable-thermal & Fixed-magnetic, w/lugs | Susol MCCB UL489 65kA, 500A 3P Adjustable-thermal & Fixed-magnetic, w/lugs | Susol MCCB UL489 65kA, 500A 3P Adjustable-thermal & Fixed-magnetic, w/lugs | Susol MCCB UL489 65kA, 500A 3P Adjustable-thermal & Fixed-magnetic, w/lugs | Susol MCCB UL489 65kA, 500A 3P Adjustable-thermal & Fixed-magnetic, w/lugs | Susol MCCB UL489 65kA, 500A 3P Adjustable-thermal & Fixed-magnetic, w/lugs | Susol MCCB UL489 65kA, 500A 3P Adjustable-thermal & Fixed-magnetic, w/lugs | Susol MCCB UL489 65kA, 500A 3P Adjustable-thermal & Fixed-magnetic, w/lugs | Susol MCCB UL489 65kA, 500A 3P Adjustable-thermal & Fixed-magnetic, w/lugs | Susol MCCB UL489 65kA, 500A 3P Adjustable-thermal & Fixed-magnetic, w/lugs | 3509.19 | 947.4813 | 947.4813
|  | TS800HU-FMU-LL-600 | TS800HU-FMU-LL-600 | TS800HU-FMU-LL-600 | TS800HU-FMU-LL-600 | Susol MCCB UL489 65kA, 600A 3P Adjustable thermal, Fixed magnetic, w/lugs | Susol MCCB UL489 65kA, 600A 3P Adjustable-thermal & Fixed-magnetic, w/lugs | Susol MCCB UL489 65kA, 600A 3P Adjustable-thermal & Fixed-magnetic, w/lugs | Susol MCCB UL489 65kA, 600A 3P Adjustable-thermal & Fixed-magnetic, w/lugs | Susol MCCB UL489 65kA, 600A 3P Adjustable-thermal & Fixed-magnetic, w/lugs | Susol MCCB UL489 65kA, 600A 3P Adjustable-thermal & Fixed-magnetic, w/lugs | Susol MCCB UL489 65kA, 600A 3P Adjustable-thermal & Fixed-magnetic, w/lugs | Susol MCCB UL489 65kA, 600A 3P Adjustable-thermal & Fixed-magnetic, w/lugs | Susol MCCB UL489 65kA, 600A 3P Adjustable-thermal & Fixed-magnetic, w/lugs | Susol MCCB UL489 65kA, 600A 3P Adjustable-thermal & Fixed-magnetic, w/lugs | Susol MCCB UL489 65kA, 600A 3P Adjustable-thermal & Fixed-magnetic, w/lugs | Susol MCCB UL489 65kA, 600A 3P Adjustable-thermal & Fixed-magnetic, w/lugs | 3509.19 | 947.4813 | 947.4813
|  | TS800HU-FMU-LL-800 | TS800HU-FMU-LL-800 | TS800HU-FMU-LL-800 | TS800HU-FMU-LL-800 | Susol MCCB UL489 65kA, 800A 3P Adjustable thermal, Fixed magnetic, w/lugs | Susol MCCB UL489 65kA, 800A 3P Adjustable-thermal & Fixed-magnetic, w/lugs | Susol MCCB UL489 65kA, 800A 3P Adjustable-thermal & Fixed-magnetic, w/lugs | Susol MCCB UL489 65kA, 800A 3P Adjustable-thermal & Fixed-magnetic, w/lugs | Susol MCCB UL489 65kA, 800A 3P Adjustable-thermal & Fixed-magnetic, w/lugs | Susol MCCB UL489 65kA, 800A 3P Adjustable-thermal & Fixed-magnetic, w/lugs | Susol MCCB UL489 65kA, 800A 3P Adjustable-thermal & Fixed-magnetic, w/lugs | Susol MCCB UL489 65kA, 800A 3P Adjustable-thermal & Fixed-magnetic, w/lugs | Susol MCCB UL489 65kA, 800A 3P Adjustable-thermal & Fixed-magnetic, w/lugs | Susol MCCB UL489 65kA, 800A 3P Adjustable-thermal & Fixed-magnetic, w/lugs | Susol MCCB UL489 65kA, 800A 3P Adjustable-thermal & Fixed-magnetic, w/lugs | Susol MCCB UL489 65kA, 800A 3P Adjustable-thermal & Fixed-magnetic, w/lugs | 3899.25 | 1052.7975 | 1052.7975
Adjustable-Thermal & Adjustable-Magnetic (ATU)
Frame size |  | Part# |  |  |  | Description | [11 empty] | List Price
250AF |  | TS250HU-ATU-LL-160 | TS250HU-ATU-LL-160 | TS250HU-ATU-LL-160 | TS250HU-ATU-LL-160 | Susol MCCB UL489 65kA, 160A 3P Adjustable thermal & magnetic, w/lugs | Susol MCCB UL489 65kA, 160A 3P Adjustable-thermal & Adjustable-magnetic, w/lugs | Susol MCCB UL489 65kA, 160A 3P Adjustable-thermal & Adjustable-magnetic, w/lugs | Susol MCCB UL489 65kA, 160A 3P Adjustable-thermal & Adjustable-magnetic, w/lugs | Susol MCCB UL489 65kA, 160A 3P Adjustable-thermal & Adjustable-magnetic, w/lugs | Susol MCCB UL489 65kA, 160A 3P Adjustable-thermal & Adjustable-magnetic, w/lugs | Susol MCCB UL489 65kA, 160A 3P Adjustable-thermal & Adjustable-magnetic, w/lugs | Susol MCCB UL489 65kA, 160A 3P Adjustable-thermal & Adjustable-magnetic, w/lugs | Susol MCCB UL489 65kA, 160A 3P Adjustable-thermal & Adjustable-magnetic, w/lugs | Susol MCCB UL489 65kA, 160A 3P Adjustable-thermal & Adjustable-magnetic, w/lugs | Susol MCCB UL489 65kA, 160A 3P Adjustable-thermal & Adjustable-magnetic, w/lugs | Susol MCCB UL489 65kA, 160A 3P Adjustable-thermal & Adjustable-magnetic, w/lugs | 1094.44 | 295.4988 | 295.4988
|  | TS250HU-ATU-LL-200 | TS250HU-ATU-LL-200 | TS250HU-ATU-LL-200 | TS250HU-ATU-LL-200 | Susol MCCB UL489 65kA, 200A 3P Adjustable thermal & magnetic, w/lugs | Susol MCCB UL489 65kA, 200A 3P Adjustable-thermal & Adjustable-magnetic, w/lugs | Susol MCCB UL489 65kA, 200A 3P Adjustable-thermal & Adjustable-magnetic, w/lugs | Susol MCCB UL489 65kA, 200A 3P Adjustable-thermal & Adjustable-magnetic, w/lugs | Susol MCCB UL489 65kA, 200A 3P Adjustable-thermal & Adjustable-magnetic, w/lugs | Susol MCCB UL489 65kA, 200A 3P Adjustable-thermal & Adjustable-magnetic, w/lugs | Susol MCCB UL489 65kA, 200A 3P Adjustable-thermal & Adjustable-magnetic, w/lugs | Susol MCCB UL489 65kA, 200A 3P Adjustable-thermal & Adjustable-magnetic, w/lugs | Susol MCCB UL489 65kA, 200A 3P Adjustable-thermal & Adjustable-magnetic, w/lugs | Susol MCCB UL489 65kA, 200A 3P Adjustable-thermal & Adjustable-magnetic, w/lugs | Susol MCCB UL489 65kA, 200A 3P Adjustable-thermal & Adjustable-magnetic, w/lugs | Susol MCCB UL489 65kA, 200A 3P Adjustable-thermal & Adjustable-magnetic, w/lugs | 1094.44 | 295.4988 | 295.4988
|  | TS250HU-ATU-LL-250 | TS250HU-ATU-LL-250 | TS250HU-ATU-LL-250 | TS250HU-ATU-LL-250 | Susol MCCB UL489 65kA, 250A 3P Adjustable thermal & magnetic, w/lugs | Susol MCCB UL489 65kA, 250A 3P Adjustable-thermal & Adjustable-magnetic, w/lugs | Susol MCCB UL489 65kA, 250A 3P Adjustable-thermal & Adjustable-magnetic, w/lugs | Susol MCCB UL489 65kA, 250A 3P Adjustable-thermal & Adjustable-magnetic, w/lugs | Susol MCCB UL489 65kA, 250A 3P Adjustable-thermal & Adjustable-magnetic, w/lugs | Susol MCCB UL489 65kA, 250A 3P Adjustable-thermal & Adjustable-magnetic, w/lugs | Susol MCCB UL489 65kA, 250A 3P Adjustable-thermal & Adjustable-magnetic, w/lugs | Susol MCCB UL489 65kA, 250A 3P Adjustable-thermal & Adjustable-magnetic, w/lugs | Susol MCCB UL489 65kA, 250A 3P Adjustable-thermal & Adjustable-magnetic, w/lugs | Susol MCCB UL489 65kA, 250A 3P Adjustable-thermal & Adjustable-magnetic, w/lugs | Susol MCCB UL489 65kA, 250A 3P Adjustable-thermal & Adjustable-magnetic, w/lugs | Susol MCCB UL489 65kA, 250A 3P Adjustable-thermal & Adjustable-magnetic, w/lugs | 1094.44 | 295.4988 | 295.4988
400AF |  | TS400HU-ATU-LL-300 | TS400HU-ATU-LL-300 | TS400HU-ATU-LL-300 | TS400HU-ATU-LL-300 | Susol MCCB UL489 65kA, 300A 3P Adjustable thermal & magnetic, w/lugs | Susol MCCB UL489 65kA, 300A 3P Adjustable-thermal & Adjustable-magnetic, w/lugs | Susol MCCB UL489 65kA, 300A 3P Adjustable-thermal & Adjustable-magnetic, w/lugs | Susol MCCB UL489 65kA, 300A 3P Adjustable-thermal & Adjustable-magnetic, w/lugs | Susol MCCB UL489 65kA, 300A 3P Adjustable-thermal & Adjustable-magnetic, w/lugs | Susol MCCB UL489 65kA, 300A 3P Adjustable-thermal & Adjustable-magnetic, w/lugs | Susol MCCB UL489 65kA, 300A 3P Adjustable-thermal & Adjustable-magnetic, w/lugs | Susol MCCB UL489 65kA, 300A 3P Adjustable-thermal & Adjustable-magnetic, w/lugs | Susol MCCB UL489 65kA, 300A 3P Adjustable-thermal & Adjustable-magnetic, w/lugs | Susol MCCB UL489 65kA, 300A 3P Adjustable-thermal & Adjustable-magnetic, w/lugs | Susol MCCB UL489 65kA, 300A 3P Adjustable-thermal & Adjustable-magnetic, w/lugs | Susol MCCB UL489 65kA, 300A 3P Adjustable-thermal & Adjustable-magnetic, w/lugs | 2081.97 | 562.1319 | 562.1319
|  | TS400HU-ATU-LL-400 | TS400HU-ATU-LL-400 | TS400HU-ATU-LL-400 | TS400HU-ATU-LL-400 | Susol MCCB UL489 65kA, 400A 3P Adjustable thermal & magnetic, w/lugs | Susol MCCB UL489 65kA, 400A 3P Adjustable-thermal & Adjustable-magnetic, w/lugs | Susol MCCB UL489 65kA, 400A 3P Adjustable-thermal & Adjustable-magnetic, w/lugs | Susol MCCB UL489 65kA, 400A 3P Adjustable-thermal & Adjustable-magnetic, w/lugs | Susol MCCB UL489 65kA, 400A 3P Adjustable-thermal & Adjustable-magnetic, w/lugs | Susol MCCB UL489 65kA, 400A 3P Adjustable-thermal & Adjustable-magnetic, w/lugs | Susol MCCB UL489 65kA, 400A 3P Adjustable-thermal & Adjustable-magnetic, w/lugs | Susol MCCB UL489 65kA, 400A 3P Adjustable-thermal & Adjustable-magnetic, w/lugs | Susol MCCB UL489 65kA, 400A 3P Adjustable-thermal & Adjustable-magnetic, w/lugs | Susol MCCB UL489 65kA, 400A 3P Adjustable-thermal & Adjustable-magnetic, w/lugs | Susol MCCB UL489 65kA, 400A 3P Adjustable-thermal & Adjustable-magnetic, w/lugs | Susol MCCB UL489 65kA, 400A 3P Adjustable-thermal & Adjustable-magnetic, w/lugs | 2081.97 | 562.1319 | 562.1319
800AF |  | TS800HU-ATU-LL-500 | TS800HU-ATU-LL-500 | TS800HU-ATU-LL-500 | TS800HU-ATU-LL-500 | Susol MCCB UL489 65kA, 500A 3P Adjustable thermal & magnetic, w/lugs | Susol MCCB UL489 65kA, 500A 3P Adjustable-thermal & Adjustable-magnetic, w/lugs | Susol MCCB UL489 65kA, 500A 3P Adjustable-thermal & Adjustable-magnetic, w/lugs | Susol MCCB UL489 65kA, 500A 3P Adjustable-thermal & Adjustable-magnetic, w/lugs | Susol MCCB UL489 65kA, 500A 3P Adjustable-thermal & Adjustable-magnetic, w/lugs | Susol MCCB UL489 65kA, 500A 3P Adjustable-thermal & Adjustable-magnetic, w/lugs | Susol MCCB UL489 65kA, 500A 3P Adjustable-thermal & Adjustable-magnetic, w/lugs | Susol MCCB UL489 65kA, 500A 3P Adjustable-thermal & Adjustable-magnetic, w/lugs | Susol MCCB UL489 65kA, 500A 3P Adjustable-thermal & Adjustable-magnetic, w/lugs | Susol MCCB UL489 65kA, 500A 3P Adjustable-thermal & Adjustable-magnetic, w/lugs | Susol MCCB UL489 65kA, 500A 3P Adjustable-thermal & Adjustable-magnetic, w/lugs | Susol MCCB UL489 65kA, 500A 3P Adjustable-thermal & Adjustable-magnetic, w/lugs | 3704.54 | 1000.2258 | 1000.2258
|  | TS800HU-ATU-LL-600 | TS800HU-ATU-LL-600 | TS800HU-ATU-LL-600 | TS800HU-ATU-LL-600 | Susol MCCB UL489 65kA, 600A 3P Adjustable thermal & magnetic, w/lugs | Susol MCCB UL489 65kA, 00A 3P Adjustable-thermal & Adjustable-magnetic, w/lugs | Susol MCCB UL489 65kA, 00A 3P Adjustable-thermal & Adjustable-magnetic, w/lugs | Susol MCCB UL489 65kA, 00A 3P Adjustable-thermal & Adjustable-magnetic, w/lugs | Susol MCCB UL489 65kA, 00A 3P Adjustable-thermal & Adjustable-magnetic, w/lugs | Susol MCCB UL489 65kA, 00A 3P Adjustable-thermal & Adjustable-magnetic, w/lugs | Susol MCCB UL489 65kA, 00A 3P Adjustable-thermal & Adjustable-magnetic, w/lugs | Susol MCCB UL489 65kA, 00A 3P Adjustable-thermal & Adjustable-magnetic, w/lugs | Susol MCCB UL489 65kA, 00A 3P Adjustable-thermal & Adjustable-magnetic, w/lugs | Susol MCCB UL489 65kA, 00A 3P Adjustable-thermal & Adjustable-magnetic, w/lugs | Susol MCCB UL489 65kA, 00A 3P Adjustable-thermal & Adjustable-magnetic, w/lugs | Susol MCCB UL489 65kA, 00A 3P Adjustable-thermal & Adjustable-magnetic, w/lugs | 3704.54 | 1000.2258 | 1000.2258
|  | TS800HU-ATU-LL-800 | TS800HU-ATU-LL-800 | TS800HU-ATU-LL-800 | TS800HU-ATU-LL-800 | Susol MCCB UL489 65kA, 800A 3P Adjustable thermal & magnetic, w/lugs | Susol MCCB UL489 65kA, 00A 3P Adjustable-thermal & Adjustable-magnetic, w/lugs | Susol MCCB UL489 65kA, 00A 3P Adjustable-thermal & Adjustable-magnetic, w/lugs | Susol MCCB UL489 65kA, 00A 3P Adjustable-thermal & Adjustable-magnetic, w/lugs | Susol MCCB UL489 65kA, 00A 3P Adjustable-thermal & Adjustable-magnetic, w/lugs | Susol MCCB UL489 65kA, 00A 3P Adjustable-thermal & Adjustable-magnetic, w/lugs | Susol MCCB UL489 65kA, 00A 3P Adjustable-thermal & Adjustable-magnetic, w/lugs | Susol MCCB UL489 65kA, 00A 3P Adjustable-thermal & Adjustable-magnetic, w/lugs | Susol MCCB UL489 65kA, 00A 3P Adjustable-thermal & Adjustable-magnetic, w/lugs | Susol MCCB UL489 65kA, 00A 3P Adjustable-thermal & Adjustable-magnetic, w/lugs | Susol MCCB UL489 65kA, 00A 3P Adjustable-thermal & Adjustable-magnetic, w/lugs | Susol MCCB UL489 65kA, 00A 3P Adjustable-thermal & Adjustable-magnetic, w/lugs | 4116.22 | 1111.3794 | 1111.3794
MOLDED CASE SWITCH, MCS (Non-stock item, order base)
*Susol switch-disconnectors
Part# |  |  |  |  | Description | [12 empty] | List Price
TD125SU-MCS-LL-125 | TD125SU-MCS-LL-125 | TD125SU-MCS-LL-125 | TD125SU-MCS-LL-125 | TD125SU-MCS-LL-125 | Susol Molded case switch UL 489, 125A 3P w/lugs, same short-circuit ratings as MCCB | Susol Molded case switch UL 489, 125A 3P w/lugs, same short-circuit ratings as MCCB | Susol Molded case switch UL 489, 125A 3P w/lugs, same short-circuit ratings as MCCB | Susol Molded case switch UL 489, 125A 3P w/lugs, same short-circuit ratings as MCCB | Susol Molded case switch UL 489, 125A 3P w/lugs, same short-circuit ratings as MCCB | Susol Molded case switch UL 489, 125A 3P w/lugs, same short-circuit ratings as MCCB | Susol Molded case switch UL 489, 125A 3P w/lugs, same short-circuit ratings as MCCB | Susol Molded case switch UL 489, 125A 3P w/lugs, same short-circuit ratings as MCCB | Susol Molded case switch UL 489, 125A 3P w/lugs, same short-circuit ratings as MCCB | Susol Molded case switch UL 489, 125A 3P w/lugs, same short-circuit ratings as MCCB | Susol Molded case switch UL 489, 125A 3P w/lugs, same short-circuit ratings as MCCB | Susol Molded case switch UL 489, 125A 3P w/lugs, same short-circuit ratings as MCCB | Susol Molded case switch UL 489, 125A 3P w/lugs, same short-circuit ratings as MCCB | 535.76 | 144.6552 | 144.6552
TS250SU-MCS-LL-250 | TS250SU-MCS-LL-250 | TS250SU-MCS-LL-250 | TS250SU-MCS-LL-250 | TS250SU-MCS-LL-250 | Susol Molded case switch UL 489, 250A 3P w/lugs, same short-circuit ratings as MCCB | Susol Molded case switch UL 489, 250A 3P w/lugs, same short-circuit ratings as MCCB | Susol Molded case switch UL 489, 250A 3P w/lugs, same short-circuit ratings as MCCB | Susol Molded case switch UL 489, 250A 3P w/lugs, same short-circuit ratings as MCCB | Susol Molded case switch UL 489, 250A 3P w/lugs, same short-circuit ratings as MCCB | Susol Molded case switch UL 489, 250A 3P w/lugs, same short-circuit ratings as MCCB | Susol Molded case switch UL 489, 250A 3P w/lugs, same short-circuit ratings as MCCB | Susol Molded case switch UL 489, 250A 3P w/lugs, same short-circuit ratings as MCCB | Susol Molded case switch UL 489, 250A 3P w/lugs, same short-circuit ratings as MCCB | Susol Molded case switch UL 489, 250A 3P w/lugs, same short-circuit ratings as MCCB | Susol Molded case switch UL 489, 250A 3P w/lugs, same short-circuit ratings as MCCB | Susol Molded case switch UL 489, 250A 3P w/lugs, same short-circuit ratings as MCCB | Susol Molded case switch UL 489, 250A 3P w/lugs, same short-circuit ratings as MCCB | 787.74 | 212.6898 | 212.6898
TS400SU-MCS-LL-400 | TS400SU-MCS-LL-400 | TS400SU-MCS-LL-400 | TS400SU-MCS-LL-400 | TS400SU-MCS-LL-400 | Susol Molded case switch UL 489, 400A 3P w/lugs, same short-circuit ratings as MCCB | Susol Molded case switch UL 489, 400A 3P w/lugs, same short-circuit ratings as MCCB | Susol Molded case switch UL 489, 400A 3P w/lugs, same short-circuit ratings as MCCB | Susol Molded case switch UL 489, 400A 3P w/lugs, same short-circuit ratings as MCCB | Susol Molded case switch UL 489, 400A 3P w/lugs, same short-circuit ratings as MCCB | Susol Molded case switch UL 489, 400A 3P w/lugs, same short-circuit ratings as MCCB | Susol Molded case switch UL 489, 400A 3P w/lugs, same short-circuit ratings as MCCB | Susol Molded case switch UL 489, 400A 3P w/lugs, same short-circuit ratings as MCCB | Susol Molded case switch UL 489, 400A 3P w/lugs, same short-circuit ratings as MCCB | Susol Molded case switch UL 489, 400A 3P w/lugs, same short-circuit ratings as MCCB | Susol Molded case switch UL 489, 400A 3P w/lugs, same short-circuit ratings as MCCB | Susol Molded case switch UL 489, 400A 3P w/lugs, same short-circuit ratings as MCCB | Susol Molded case switch UL 489, 400A 3P w/lugs, same short-circuit ratings as MCCB | 1205.15 | 325.3905 | 325.3905
TS800SU-MCS-LL-800 | TS800SU-MCS-LL-800 | TS800SU-MCS-LL-800 | TS800SU-MCS-LL-800 | TS800SU-MCS-LL-800 | Susol Molded case switch UL 489, 800A 3P w/lugs, same short-circuit ratings as MCCB | Susol Molded case switch UL 489, 800A 3P w/lugs, same short-circuit ratings as MCCB | Susol Molded case switch UL 489, 800A 3P w/lugs, same short-circuit ratings as MCCB | Susol Molded case switch UL 489, 800A 3P w/lugs, same short-circuit ratings as MCCB | Susol Molded case switch UL 489, 800A 3P w/lugs, same short-circuit ratings as MCCB | Susol Molded case switch UL 489, 800A 3P w/lugs, same short-circuit ratings as MCCB | Susol Molded case switch UL 489, 800A 3P w/lugs, same short-circuit ratings as MCCB | Susol Molded case switch UL 489, 800A 3P w/lugs, same short-circuit ratings as MCCB | Susol Molded case switch UL 489, 800A 3P w/lugs, same short-circuit ratings as MCCB | Susol Molded case switch UL 489, 800A 3P w/lugs, same short-circuit ratings as MCCB | Susol Molded case switch UL 489, 800A 3P w/lugs, same short-circuit ratings as MCCB | Susol Molded case switch UL 489, 800A 3P w/lugs, same short-circuit ratings as MCCB | Susol Molded case switch UL 489, 800A 3P w/lugs, same short-circuit ratings as MCCB | 2406.48 | 649.7496 | 649.7496
ACCESSORIES FOR MCCB
ENCLOSURE FOR SUSOL MCCB (*NEW 2012*)
Part# | Part# | Part# | Part# | Description | [13 empty] | List Price
CBES-358RN-1 | CBES-358RN-1 | CBES-358RN-1 | CBES-358RN-1 | Enclosure for Susol TD125AF, NEMA 1 (9.9x14.6x4), w/ padlock bracket | [13 empty] | 227 | 61.29 | 61.29
CBES-359RN-3R | CBES-359RN-3R | CBES-359RN-3R | CBES-359RN-3R | Enclosure for Susol TD125AF, NEMA 3R (9.9x14.6x4), w/ "B"Hub & Cap, and Inner panel | [13 empty] | 355 | 95.85 | 95.85
CBES-481RN-1 | CBES-481RN-1 | CBES-481RN-1 | CBES-481RN-1 | Enclosure for Susol TS250AF, NEMA 1 (12x24x5.1), w/ padlock bracket | [13 empty] | 325 | 87.75 | 87.75
CBES-484RN-3R | CBES-484RN-3R | CBES-484RN-3R | CBES-484RN-3R | Enclosure for Susol TS250AF, NEMA 3R (12x24x5.1), w/ "B"Hub & Cap, and Inner panel | [13 empty] | 519 | 140.13 | 140.13
CBES-482RN-1 | CBES-482RN-1 | CBES-482RN-1 | CBES-482RN-1 | Enclosure for Susol TS400AF, NEMA 1 (16x36x7.1), w/ padlock bracket | [13 empty] | 540 | 145.8 | 145.8
CBES-485RN-3R | CBES-485RN-3R | CBES-485RN-3R | CBES-485RN-3R | Enclosure for Susol TS400AF, NEMA 3R (16x36x7.1), w/ "B"Hub & Cap, and Inner panel | [13 empty] | 805 | 217.35 | 217.35
CBES-483RN-1 | CBES-483RN-1 | CBES-483RN-1 | CBES-483RN-1 | Enclosure for Susol TS800AF, NEMA 1 (24x48x9), w/ padlock bracket | [13 empty] | 1295 | 349.65 | 349.65
CBES-486RN-3R | CBES-486RN-3R | CBES-486RN-3R | CBES-486RN-3R | Enclosure for Susol TS800AF, NEMA 3R (24x48x9), w/ "B"Hub & Cap, and Inner panel | [13 empty] | 1660 | 448.2 | 448.2
EXTENDED ROTARY HADLE (EHU)
Part# | Part# | Part# | Part# | Description | [13 empty] | List Price
Susol-EHU1-12(D) |  |  |  | Susol MCCB 12" Extended Rotary Handle for TD125, Nema 1, Defeatable mechanism | [13 empty] | 127.26 | 34.3602 | 34.3602
Susol-EHU2-12(D) |  |  |  | Susol MCCB 12" Extended Rotary Handle for TS250, Nema 1, Defeatable mechanism | [13 empty] | 139.98 | 37.7946 | 37.7946
Susol-EHU3-12(D) |  |  |  | Susol MCCB 12" Extended Rotary Handle for TS400, Nema 1, Defeatble mechanism | [13 empty] | 165.44 | 44.6688 | 44.6688
Susol-EHU4-12(D) |  |  |  | Susol MCCB 12" Extended Rotary Handle for TS800, Nema 1, Defeatable mechanism | [13 empty] | 254.52 | 68.7204 | 68.7204
Susol-EHU1-WOS(D) |  |  |  | Susol MCCB Extended Rotary Handle for TD125, Nema 1, Defeatable mechanism, *w/o Shaft | [13 empty] | 101.81 | 27.4887 | 27.4887
Susol-EHU2-WOS(D) |  |  |  | Susol MCCB Extended Rotary Handle for TS250, Nema1, Defeatable mechanism, *w/o Shaft | [13 empty] | 114.53 | 30.9231 | 30.9231
Susol-EHU3-WOS(D) |  |  |  | Susol MCCB Extended Rotary Handle for TS400, Nema1, Defeatable mechanism, *w/o Shaft | [13 empty] | 139.99 | 37.7973 | 37.7973
Susol-EHU4-WOS(D) |  |  |  | Susol MCCB Extended Rotary Handle for TS800, Nema1, Defeatable mechanism, *w/o Shaft | [13 empty] | 229.07 | 61.8489 | 61.8489
Susol-E-Shaft-16 | Susol-E-Shaft-16 | Susol-E-Shaft-16 | Susol-E-Shaft-16 | Handle ass'y. spare part, 16" Shaft for Susol MCCB EHU1~4 | Handle Assy. Spare part, 16" shaft for Susol MCCB EHU1 to 5 | Handle Assy. Spare part, 16" shaft for Susol MCCB EHU1 to 5 | Handle Assy. Spare part, 16" shaft for Susol MCCB EHU1 to 5 | Handle Assy. Spare part, 16" shaft for Susol MCCB EHU1 to 5 | Handle Assy. Spare part, 16" shaft for Susol MCCB EHU1 to 5 | Handle Assy. Spare part, 16" shaft for Susol MCCB EHU1 to 5 | Handle Assy. Spare part, 16" shaft for Susol MCCB EHU1 to 5 | Handle Assy. Spare part, 16" shaft for Susol MCCB EHU1 to 5 | Handle Assy. Spare part, 16" shaft for Susol MCCB EHU1 to 5 | Handle Assy. Spare part, 16" shaft for Susol MCCB EHU1 to 5 | Handle Assy. Spare part, 16" shaft for Susol MCCB EHU1 to 5 | Handle Assy. Spare part, 16" shaft for Susol MCCB EHU1 to 5 | Handle Assy. Spare part, 16" shaft for Susol MCCB EHU1 to 5 | 38.18 | 10.3086 | 10.3086
Susol-E-Shaft-24 | Susol-E-Shaft-24 | Susol-E-Shaft-24 | Susol-E-Shaft-24 | Handle ass'y. spare part, 24" Shaft for Susol MCCB EHU1~4 | Handle Assy. Spare part, 24" shaft for Susol MCCB EHU1 to 6 | Handle Assy. Spare part, 24" shaft for Susol MCCB EHU1 to 6 | Handle Assy. Spare part, 24" shaft for Susol MCCB EHU1 to 6 | Handle Assy. Spare part, 24" shaft for Susol MCCB EHU1 to 6 | Handle Assy. Spare part, 24" shaft for Susol MCCB EHU1 to 6 | Handle Assy. Spare part, 24" shaft for Susol MCCB EHU1 to 6 | Handle Assy. Spare part, 24" shaft for Susol MCCB EHU1 to 6 | Handle Assy. Spare part, 24" shaft for Susol MCCB EHU1 to 6 | Handle Assy. Spare part, 24" shaft for Susol MCCB EHU1 to 6 | Handle Assy. Spare part, 24" shaft for Susol MCCB EHU1 to 6 | Handle Assy. Spare part, 24" shaft for Susol MCCB EHU1 to 6 | Handle Assy. Spare part, 24" shaft for Susol MCCB EHU1 to 6 | Handle Assy. Spare part, 24" shaft for Susol MCCB EHU1 to 6 | 50.9 | 13.743 | 13.743
Susol-E-Gasket | Susol-E-Gasket | Susol-E-Gasket | Susol-E-Gasket | Gasket for EHU1~EHU4, Set of 2, | Gasket for EHU1~EHU4, Set of 2, | Gasket for EHU1~EHU4, Set of 2, | Gasket for EHU1~EHU4, Set of 2, | Gasket for EHU1~EHU4, Set of 2, | Gasket for EHU1~EHU4, Set of 2, | Gasket for EHU1~EHU4, Set of 2, | Gasket for EHU1~EHU4, Set of 2, | Gasket for EHU1~EHU4, Set of 2, | Gasket for EHU1~EHU4, Set of 2, | Gasket for EHU1~EHU4, Set of 2, | Gasket for EHU1~EHU4, Set of 2, | Gasket for EHU1~EHU4, Set of 2, | Gasket for EHU1~EHU4, Set of 2, | 27.78 | 7.5006 | 7.5006
FLANGE HADLE (FH)
Part# | Part# | Part# | Part# | Description | [13 empty] | List Price
Susol-FH1-WOC | Susol-FH1-WOC | Susol-FH1-WOC | Susol-FH1-WOC | Susol MCCB Flange handle mechanism without cable, for TD125U | Susol MCCB Flange handle mechanism without cable, for TD125U | Susol MCCB Flange handle mechanism without cable, for TD125U | Susol MCCB Flange handle mechanism without cable, for TD125U | Susol MCCB Flange handle mechanism without cable, for TD125U | Susol MCCB Flange handle mechanism without cable, for TD125U | Susol MCCB Flange handle mechanism without cable, for TD125U | Susol MCCB Flange handle mechanism without cable, for TD125U | Susol MCCB Flange handle mechanism without cable, for TD125U | Susol MCCB Flange handle mechanism without cable, for TD125U | Susol MCCB Flange handle mechanism without cable, for TD125U | Susol MCCB Flange handle mechanism without cable, for TD125U | Susol MCCB Flange handle mechanism without cable, for TD125U | Susol MCCB Flange handle mechanism without cable, for TD125U | 182.7 | 49.329 | 49.329
Susol-FH2-WOC | Susol-FH2-WOC | Susol-FH2-WOC | Susol-FH2-WOC | Susol MCCB Flange handle mechanism without cable, for TD250U | Susol MCCB Flange handle mechanism without cable, for TD250U | Susol MCCB Flange handle mechanism without cable, for TD250U | Susol MCCB Flange handle mechanism without cable, for TD250U | Susol MCCB Flange handle mechanism without cable, for TD250U | Susol MCCB Flange handle mechanism without cable, for TD250U | Susol MCCB Flange handle mechanism without cable, for TD250U | Susol MCCB Flange handle mechanism without cable, for TD250U | Susol MCCB Flange handle mechanism without cable, for TD250U | Susol MCCB Flange handle mechanism without cable, for TD250U | Susol MCCB Flange handle mechanism without cable, for TD250U | Susol MCCB Flange handle mechanism without cable, for TD250U | Susol MCCB Flange handle mechanism without cable, for TD250U | Susol MCCB Flange handle mechanism without cable, for TD250U | 201.6 | 54.432 | 54.432
Susol-FH3-WOC | Susol-FH3-WOC | Susol-FH3-WOC | Susol-FH3-WOC | Susol MCCB Flange handle mechanism without cable, for TD400U | Susol MCCB Flange handle mechanism without cable, for TD400U | Susol MCCB Flange handle mechanism without cable, for TD400U | Susol MCCB Flange handle mechanism without cable, for TD400U | Susol MCCB Flange handle mechanism without cable, for TD400U | Susol MCCB Flange handle mechanism without cable, for TD400U | Susol MCCB Flange handle mechanism without cable, for TD400U | Susol MCCB Flange handle mechanism without cable, for TD400U | Susol MCCB Flange handle mechanism without cable, for TD400U | Susol MCCB Flange handle mechanism without cable, for TD400U | Susol MCCB Flange handle mechanism without cable, for TD400U | Susol MCCB Flange handle mechanism without cable, for TD400U | Susol MCCB Flange handle mechanism without cable, for TD400U | Susol MCCB Flange handle mechanism without cable, for TD400U | 233.1 | 62.937 | 62.937
Susol-FH4-WOC | Susol-FH4-WOC | Susol-FH4-WOC | Susol-FH4-WOC | Susol MCCB Flange handle mechanism without cable, for TD800U | Susol MCCB Flange handle mechanism without cable, for TD800U | Susol MCCB Flange handle mechanism without cable, for TD800U | Susol MCCB Flange handle mechanism without cable, for TD800U | Susol MCCB Flange handle mechanism without cable, for TD800U | Susol MCCB Flange handle mechanism without cable, for TD800U | Susol MCCB Flange handle mechanism without cable, for TD800U | Susol MCCB Flange handle mechanism without cable, for TD800U | Susol MCCB Flange handle mechanism without cable, for TD800U | Susol MCCB Flange handle mechanism without cable, for TD800U | Susol MCCB Flange handle mechanism without cable, for TD800U | Susol MCCB Flange handle mechanism without cable, for TD800U | Susol MCCB Flange handle mechanism without cable, for TD800U | Susol MCCB Flange handle mechanism without cable, for TD800U | 308.7 | 83.349 | 83.349
Susol-FH1/2-cable-36 | Susol-FH1/2-cable-36 | Susol-FH1/2-cable-36 | Susol-FH1/2-cable-36 | Susol MCCB Flange handle cable, 36" for TD125U and TS250U | Susol MCCB Flange handle cable, 36" for TD125U and TS250U | Susol MCCB Flange handle cable, 36" for TD125U and TS250U | Susol MCCB Flange handle cable, 36" for TD125U and TS250U | Susol MCCB Flange handle cable, 36" for TD125U and TS250U | Susol MCCB Flange handle cable, 36" for TD125U and TS250U | Susol MCCB Flange handle cable, 36" for TD125U and TS250U | Susol MCCB Flange handle cable, 36" for TD125U and TS250U | Susol MCCB Flange handle cable, 36" for TD125U and TS250U | Susol MCCB Flange handle cable, 36" for TD125U and TS250U | Susol MCCB Flange handle cable, 36" for TD125U and TS250U | Susol MCCB Flange handle cable, 36" for TD125U and TS250U | Susol MCCB Flange handle cable, 36" for TD125U and TS250U | Susol MCCB Flange handle cable, 36" for TD125U and TS250U | 69.99 | 18.8973 | 18.8973
Susol-FH1/2-cable-48 | Susol-FH1/2-cable-48 | Susol-FH1/2-cable-48 | Susol-FH1/2-cable-48 | Susol MCCB Flange handle cable, 48" for TD125U and TS250U | Susol MCCB Flange handle cable, 48" for TD125U and TS250U | Susol MCCB Flange handle cable, 48" for TD125U and TS250U | Susol MCCB Flange handle cable, 48" for TD125U and TS250U | Susol MCCB Flange handle cable, 48" for TD125U and TS250U | Susol MCCB Flange handle cable, 48" for TD125U and TS250U | Susol MCCB Flange handle cable, 48" for TD125U and TS250U | Susol MCCB Flange handle cable, 48" for TD125U and TS250U | Susol MCCB Flange handle cable, 48" for TD125U and TS250U | Susol MCCB Flange handle cable, 48" for TD125U and TS250U | Susol MCCB Flange handle cable, 48" for TD125U and TS250U | Susol MCCB Flange handle cable, 48" for TD125U and TS250U | Susol MCCB Flange handle cable, 48" for TD125U and TS250U | Susol MCCB Flange handle cable, 48" for TD125U and TS250U | 76.36 | 20.6172 | 20.6172
Susol-FH1/2-cable-60 | Susol-FH1/2-cable-60 | Susol-FH1/2-cable-60 | Susol-FH1/2-cable-60 | Susol MCCB Flange handle cable, 60" for TD125U and TS250U | Susol MCCB Flange handle cable, 60" for TD125U and TS250U | Susol MCCB Flange handle cable, 60" for TD125U and TS250U | Susol MCCB Flange handle cable, 60" for TD125U and TS250U | Susol MCCB Flange handle cable, 60" for TD125U and TS250U | Susol MCCB Flange handle cable, 60" for TD125U and TS250U | Susol MCCB Flange handle cable, 60" for TD125U and TS250U | Susol MCCB Flange handle cable, 60" for TD125U and TS250U | Susol MCCB Flange handle cable, 60" for TD125U and TS250U | Susol MCCB Flange handle cable, 60" for TD125U and TS250U | Susol MCCB Flange handle cable, 60" for TD125U and TS250U | Susol MCCB Flange handle cable, 60" for TD125U and TS250U | Susol MCCB Flange handle cable, 60" for TD125U and TS250U | Susol MCCB Flange handle cable, 60" for TD125U and TS250U | 82.72 | 22.3344 | 22.3344
Susol-FH1/2-cable-72 | Susol-FH1/2-cable-72 | Susol-FH1/2-cable-72 | Susol-FH1/2-cable-72 | Susol MCCB Flange handle cable, 72" for TD125U and TS250U | Susol MCCB Flange handle cable, 72" for TD125U and TS250U | Susol MCCB Flange handle cable, 72" for TD125U and TS250U | Susol MCCB Flange handle cable, 72" for TD125U and TS250U | Susol MCCB Flange handle cable, 72" for TD125U and TS250U | Susol MCCB Flange handle cable, 72" for TD125U and TS250U | Susol MCCB Flange handle cable, 72" for TD125U and TS250U | Susol MCCB Flange handle cable, 72" for TD125U and TS250U | Susol MCCB Flange handle cable, 72" for TD125U and TS250U | Susol MCCB Flange handle cable, 72" for TD125U and TS250U | Susol MCCB Flange handle cable, 72" for TD125U and TS250U | Susol MCCB Flange handle cable, 72" for TD125U and TS250U | Susol MCCB Flange handle cable, 72" for TD125U and TS250U | Susol MCCB Flange handle cable, 72" for TD125U and TS250U | 89.08 | 24.0516 | 24.0516
Susol-FH3/4-cable-36 | Susol-FH3/4-cable-36 | Susol-FH3/4-cable-36 | Susol-FH3/4-cable-36 | Susol MCCB Flange handle cable, 36" for TS400U and TS800U | Susol MCCB Flange handle cable, 36" for TS400U and TS800U | Susol MCCB Flange handle cable, 36" for TS400U and TS800U | Susol MCCB Flange handle cable, 36" for TS400U and TS800U | Susol MCCB Flange handle cable, 36" for TS400U and TS800U | Susol MCCB Flange handle cable, 36" for TS400U and TS800U | Susol MCCB Flange handle cable, 36" for TS400U and TS800U | Susol MCCB Flange handle cable, 36" for TS400U and TS800U | Susol MCCB Flange handle cable, 36" for TS400U and TS800U | Susol MCCB Flange handle cable, 36" for TS400U and TS800U | Susol MCCB Flange handle cable, 36" for TS400U and TS800U | Susol MCCB Flange handle cable, 36" for TS400U and TS800U | Susol MCCB Flange handle cable, 36" for TS400U and TS800U | Susol MCCB Flange handle cable, 36" for TS400U and TS800U | 69.99 | 18.8973 | 18.8973
Susol-FH3/4-cable-48 | Susol-FH3/4-cable-48 | Susol-FH3/4-cable-48 | Susol-FH3/4-cable-48 | Susol MCCB Flange handle cable, 48" for TS400U and TS800U | Susol MCCB Flange handle cable, 48" for TS400U and TS800U | Susol MCCB Flange handle cable, 48" for TS400U and TS800U | Susol MCCB Flange handle cable, 48" for TS400U and TS800U | Susol MCCB Flange handle cable, 48" for TS400U and TS800U | Susol MCCB Flange handle cable, 48" for TS400U and TS800U | Susol MCCB Flange handle cable, 48" for TS400U and TS800U | Susol MCCB Flange handle cable, 48" for TS400U and TS800U | Susol MCCB Flange handle cable, 48" for TS400U and TS800U | Susol MCCB Flange handle cable, 48" for TS400U and TS800U | Susol MCCB Flange handle cable, 48" for TS400U and TS800U | Susol MCCB Flange handle cable, 48" for TS400U and TS800U | Susol MCCB Flange handle cable, 48" for TS400U and TS800U | Susol MCCB Flange handle cable, 48" for TS400U and TS800U | 76.36 | 20.6172 | 20.6172
Susol-FH3/4-cable-60 | Susol-FH3/4-cable-60 | Susol-FH3/4-cable-60 | Susol-FH3/4-cable-60 | Susol MCCB Flange handle cable, 60" for TS400U and TS800U | Susol MCCB Flange handle cable, 60" for TS400U and TS800U | Susol MCCB Flange handle cable, 60" for TS400U and TS800U | Susol MCCB Flange handle cable, 60" for TS400U and TS800U | Susol MCCB Flange handle cable, 60" for TS400U and TS800U | Susol MCCB Flange handle cable, 60" for TS400U and TS800U | Susol MCCB Flange handle cable, 60" for TS400U and TS800U | Susol MCCB Flange handle cable, 60" for TS400U and TS800U | Susol MCCB Flange handle cable, 60" for TS400U and TS800U | Susol MCCB Flange handle cable, 60" for TS400U and TS800U | Susol MCCB Flange handle cable, 60" for TS400U and TS800U | Susol MCCB Flange handle cable, 60" for TS400U and TS800U | Susol MCCB Flange handle cable, 60" for TS400U and TS800U | Susol MCCB Flange handle cable, 60" for TS400U and TS800U | 82.72 | 22.3344 | 22.3344
Susol-FH3/4-cable-72 | Susol-FH3/4-cable-72 | Susol-FH3/4-cable-72 | Susol-FH3/4-cable-72 | Susol MCCB Flange handle cable, 72" for TS400U and TS800U | Susol MCCB Flange handle cable, 72" for TS400U and TS800U | Susol MCCB Flange handle cable, 72" for TS400U and TS800U | Susol MCCB Flange handle cable, 72" for TS400U and TS800U | Susol MCCB Flange handle cable, 72" for TS400U and TS800U | Susol MCCB Flange handle cable, 72" for TS400U and TS800U | Susol MCCB Flange handle cable, 72" for TS400U and TS800U | Susol MCCB Flange handle cable, 72" for TS400U and TS800U | Susol MCCB Flange handle cable, 72" for TS400U and TS800U | Susol MCCB Flange handle cable, 72" for TS400U and TS800U | Susol MCCB Flange handle cable, 72" for TS400U and TS800U | Susol MCCB Flange handle cable, 72" for TS400U and TS800U | Susol MCCB Flange handle cable, 72" for TS400U and TS800U | Susol MCCB Flange handle cable, 72" for TS400U and TS800U | 89.08 | 24.0516 | 24.0516
UNDER VOLTAGE RELEASE (UVT)
Part# | Part# | Part# | Part# | Description | [13 empty] | List Price
Susol-UVT-24 | Susol-UVT-24 | Susol-UVT-24 | Susol-UVT-24 | Susol MCCB Under voltage trip unit ACDC24V, for TD125U~TS800U | Susol MCCB Under voltage trip unit ACDC24V, for TD125U~TS800U | Susol MCCB Under voltage trip unit ACDC24V, for TD125U~TS800U | Susol MCCB Under voltage trip unit ACDC24V, for TD125U~TS800U | Susol MCCB Under voltage trip unit ACDC24V, for TD125U~TS800U | Susol MCCB Under voltage trip unit ACDC24V, for TD125U~TS800U | Susol MCCB Under voltage trip unit ACDC24V, for TD125U~TS800U | Susol MCCB Under voltage trip unit ACDC24V, for TD125U~TS800U | Susol MCCB Under voltage trip unit ACDC24V, for TD125U~TS800U | Susol MCCB Under voltage trip unit ACDC24V, for TD125U~TS800U | Susol MCCB Under voltage trip unit ACDC24V, for TD125U~TS800U | Susol MCCB Under voltage trip unit ACDC24V, for TD125U~TS800U | Susol MCCB Under voltage trip unit ACDC24V, for TD125U~TS800U | Susol MCCB Under voltage trip unit ACDC24V, for TD125U~TS800U | 114.786 | 30.9922 | 30.9922
Susol-UVT-48 | Susol-UVT-48 | Susol-UVT-48 | Susol-UVT-48 | Susol MCCB Under voltage trip unit ACDC48V, for TD125U~TS800U | Susol MCCB Under voltage trip unit ACDC48V, for TD125U~TS800U | Susol MCCB Under voltage trip unit ACDC48V, for TD125U~TS800U | Susol MCCB Under voltage trip unit ACDC48V, for TD125U~TS800U | Susol MCCB Under voltage trip unit ACDC48V, for TD125U~TS800U | Susol MCCB Under voltage trip unit ACDC48V, for TD125U~TS800U | Susol MCCB Under voltage trip unit ACDC48V, for TD125U~TS800U | Susol MCCB Under voltage trip unit ACDC48V, for TD125U~TS800U | Susol MCCB Under voltage trip unit ACDC48V, for TD125U~TS800U | Susol MCCB Under voltage trip unit ACDC48V, for TD125U~TS800U | Susol MCCB Under voltage trip unit ACDC48V, for TD125U~TS800U | Susol MCCB Under voltage trip unit ACDC48V, for TD125U~TS800U | Susol MCCB Under voltage trip unit ACDC48V, for TD125U~TS800U | Susol MCCB Under voltage trip unit ACDC48V, for TD125U~TS800U | 114.786 | 30.9922 | 30.9922
Susol-UVT-120 | Susol-UVT-120 | Susol-UVT-120 | Susol-UVT-120 | Susol MCCB Under voltage trip unit ACDC110~130V, for TD125U~TS800U | Susol MCCB Under voltage trip unit ACDC110~130V, for TD125U~TS800U | Susol MCCB Under voltage trip unit ACDC110~130V, for TD125U~TS800U | Susol MCCB Under voltage trip unit ACDC110~130V, for TD125U~TS800U | Susol MCCB Under voltage trip unit ACDC110~130V, for TD125U~TS800U | Susol MCCB Under voltage trip unit ACDC110~130V, for TD125U~TS800U | Susol MCCB Under voltage trip unit ACDC110~130V, for TD125U~TS800U | Susol MCCB Under voltage trip unit ACDC110~130V, for TD125U~TS800U | Susol MCCB Under voltage trip unit ACDC110~130V, for TD125U~TS800U | Susol MCCB Under voltage trip unit ACDC110~130V, for TD125U~TS800U | Susol MCCB Under voltage trip unit ACDC110~130V, for TD125U~TS800U | Susol MCCB Under voltage trip unit ACDC110~130V, for TD125U~TS800U | Susol MCCB Under voltage trip unit ACDC110~130V, for TD125U~TS800U | Susol MCCB Under voltage trip unit ACDC110~130V, for TD125U~TS800U | 114.786 | 30.9922 | 30.9922
Susol-UVT-230 | Susol-UVT-230 | Susol-UVT-230 | Susol-UVT-230 | Susol MCCB Under voltage trip unit AC200~240V/DC250V, for TD125U~TS800U | Susol MCCB Under voltage trip unit AC200~240V/DC250V, for TD125U~TS800U | Susol MCCB Under voltage trip unit AC200~240V/DC250V, for TD125U~TS800U | Susol MCCB Under voltage trip unit AC200~240V/DC250V, for TD125U~TS800U | Susol MCCB Under voltage trip unit AC200~240V/DC250V, for TD125U~TS800U | Susol MCCB Under voltage trip unit AC200~240V/DC250V, for TD125U~TS800U | Susol MCCB Under voltage trip unit AC200~240V/DC250V, for TD125U~TS800U | Susol MCCB Under voltage trip unit AC200~240V/DC250V, for TD125U~TS800U | Susol MCCB Under voltage trip unit AC200~240V/DC250V, for TD125U~TS800U | Susol MCCB Under voltage trip unit AC200~240V/DC250V, for TD125U~TS800U | Susol MCCB Under voltage trip unit AC200~240V/DC250V, for TD125U~TS800U | Susol MCCB Under voltage trip unit AC200~240V/DC250V, for TD125U~TS800U | Susol MCCB Under voltage trip unit AC200~240V/DC250V, for TD125U~TS800U | Susol MCCB Under voltage trip unit AC200~240V/DC250V, for TD125U~TS800U | 114.786 | 30.9922 | 30.9922
Susol-UVT-410 | Susol-UVT-410 | Susol-UVT-410 | Susol-UVT-410 | Susol MCCB Under voltage trip unit AC380~440V, for TD125U~TS800U | Susol MCCB Under voltage trip unit AC380~440V, for TD125U~TS800U | Susol MCCB Under voltage trip unit AC380~440V, for TD125U~TS800U | Susol MCCB Under voltage trip unit AC380~440V, for TD125U~TS800U | Susol MCCB Under voltage trip unit AC380~440V, for TD125U~TS800U | Susol MCCB Under voltage trip unit AC380~440V, for TD125U~TS800U | Susol MCCB Under voltage trip unit AC380~440V, for TD125U~TS800U | Susol MCCB Under voltage trip unit AC380~440V, for TD125U~TS800U | Susol MCCB Under voltage trip unit AC380~440V, for TD125U~TS800U | Susol MCCB Under voltage trip unit AC380~440V, for TD125U~TS800U | Susol MCCB Under voltage trip unit AC380~440V, for TD125U~TS800U | Susol MCCB Under voltage trip unit AC380~440V, for TD125U~TS800U | Susol MCCB Under voltage trip unit AC380~440V, for TD125U~TS800U | Susol MCCB Under voltage trip unit AC380~440V, for TD125U~TS800U | 114.786 | 30.9922 | 30.9922
Susol-UVT-460 | Susol-UVT-460 | Susol-UVT-460 | Susol-UVT-460 | Susol MCCB Under voltage trip unit AC440~480V, for TD125U~TS800U | Susol MCCB Under voltage trip unit AC440~480V, for TD125U~TS800U | Susol MCCB Under voltage trip unit AC440~480V, for TD125U~TS800U | Susol MCCB Under voltage trip unit AC440~480V, for TD125U~TS800U | Susol MCCB Under voltage trip unit AC440~480V, for TD125U~TS800U | Susol MCCB Under voltage trip unit AC440~480V, for TD125U~TS800U | Susol MCCB Under voltage trip unit AC440~480V, for TD125U~TS800U | Susol MCCB Under voltage trip unit AC440~480V, for TD125U~TS800U | Susol MCCB Under voltage trip unit AC440~480V, for TD125U~TS800U | Susol MCCB Under voltage trip unit AC440~480V, for TD125U~TS800U | Susol MCCB Under voltage trip unit AC440~480V, for TD125U~TS800U | Susol MCCB Under voltage trip unit AC440~480V, for TD125U~TS800U | Susol MCCB Under voltage trip unit AC440~480V, for TD125U~TS800U | Susol MCCB Under voltage trip unit AC440~480V, for TD125U~TS800U | 114.786
SHUNT RELEASE (SHT)
Part# | Part# | Part# | Part# | Description | [13 empty] | List Price
Susol-SHT-12 | Susol-SHT-12 | Susol-SHT-12 | Susol-SHT-12 | Susol MCCB Shunt trip unit DC12V, for TD125U~TS800U | Susol MCCB Shunt trip unit DC12V, for TD125U~TS800U | Susol MCCB Shunt trip unit DC12V, for TD125U~TS800U | Susol MCCB Shunt trip unit DC12V, for TD125U~TS800U | Susol MCCB Shunt trip unit DC12V, for TD125U~TS800U | Susol MCCB Shunt trip unit DC12V, for TD125U~TS800U | Susol MCCB Shunt trip unit DC12V, for TD125U~TS800U | Susol MCCB Shunt trip unit DC12V, for TD125U~TS800U | Susol MCCB Shunt trip unit DC12V, for TD125U~TS800U | Susol MCCB Shunt trip unit DC12V, for TD125U~TS800U | Susol MCCB Shunt trip unit DC12V, for TD125U~TS800U | Susol MCCB Shunt trip unit DC12V, for TD125U~TS800U | Susol MCCB Shunt trip unit DC12V, for TD125U~TS800U | Susol MCCB Shunt trip unit DC12V, for TD125U~TS800U | 81.2 | 21.924 | 21.924
Susol-SHT-24 | Susol-SHT-24 | Susol-SHT-24 | Susol-SHT-24 | Susol MCCB Shunt trip unit ACDC24V, for TD125U~TS800U | Susol MCCB Shunt trip unit ACDC24V, for TD125U~TS800U | Susol MCCB Shunt trip unit ACDC24V, for TD125U~TS800U | Susol MCCB Shunt trip unit ACDC24V, for TD125U~TS800U | Susol MCCB Shunt trip unit ACDC24V, for TD125U~TS800U | Susol MCCB Shunt trip unit ACDC24V, for TD125U~TS800U | Susol MCCB Shunt trip unit ACDC24V, for TD125U~TS800U | Susol MCCB Shunt trip unit ACDC24V, for TD125U~TS800U | Susol MCCB Shunt trip unit ACDC24V, for TD125U~TS800U | Susol MCCB Shunt trip unit ACDC24V, for TD125U~TS800U | Susol MCCB Shunt trip unit ACDC24V, for TD125U~TS800U | Susol MCCB Shunt trip unit ACDC24V, for TD125U~TS800U | Susol MCCB Shunt trip unit ACDC24V, for TD125U~TS800U | Susol MCCB Shunt trip unit ACDC24V, for TD125U~TS800U | 81.2 | 21.924 | 21.924
Susol-SHT-48 | Susol-SHT-48 | Susol-SHT-48 | Susol-SHT-48 | Susol MCCB Shunt trip unit ACDC48V, for TD125U~TS800U | Susol MCCB Shunt trip unit ACDC48V, for TD125U~TS800U | Susol MCCB Shunt trip unit ACDC48V, for TD125U~TS800U | Susol MCCB Shunt trip unit ACDC48V, for TD125U~TS800U | Susol MCCB Shunt trip unit ACDC48V, for TD125U~TS800U | Susol MCCB Shunt trip unit ACDC48V, for TD125U~TS800U | Susol MCCB Shunt trip unit ACDC48V, for TD125U~TS800U | Susol MCCB Shunt trip unit ACDC48V, for TD125U~TS800U | Susol MCCB Shunt trip unit ACDC48V, for TD125U~TS800U | Susol MCCB Shunt trip unit ACDC48V, for TD125U~TS800U | Susol MCCB Shunt trip unit ACDC48V, for TD125U~TS800U | Susol MCCB Shunt trip unit ACDC48V, for TD125U~TS800U | Susol MCCB Shunt trip unit ACDC48V, for TD125U~TS800U | Susol MCCB Shunt trip unit ACDC48V, for TD125U~TS800U | 81.2 | 21.924 | 21.924
Susol-SHT-120 | Susol-SHT-120 | Susol-SHT-120 | Susol-SHT-120 | Susol MCCB Shunt trip unit ACDC110~130V, for TD125U~TS800U | Susol MCCB Shunt trip unit ACDC110~130V, for TD125U~TS800U | Susol MCCB Shunt trip unit ACDC110~130V, for TD125U~TS800U | Susol MCCB Shunt trip unit ACDC110~130V, for TD125U~TS800U | Susol MCCB Shunt trip unit ACDC110~130V, for TD125U~TS800U | Susol MCCB Shunt trip unit ACDC110~130V, for TD125U~TS800U | Susol MCCB Shunt trip unit ACDC110~130V, for TD125U~TS800U | Susol MCCB Shunt trip unit ACDC110~130V, for TD125U~TS800U | Susol MCCB Shunt trip unit ACDC110~130V, for TD125U~TS800U | Susol MCCB Shunt trip unit ACDC110~130V, for TD125U~TS800U | Susol MCCB Shunt trip unit ACDC110~130V, for TD125U~TS800U | Susol MCCB Shunt trip unit ACDC110~130V, for TD125U~TS800U | Susol MCCB Shunt trip unit ACDC110~130V, for TD125U~TS800U | Susol MCCB Shunt trip unit ACDC110~130V, for TD125U~TS800U | 81.2 | 21.924 | 21.924
Susol-SHT-230 | Susol-SHT-230 | Susol-SHT-230 | Susol-SHT-230 | Susol MCCB Shunt tirp unit AC220~240V/DC250V, for TD125U~TS800U | Susol MCCB Shunt tirp unit AC220~240V/DC250V, for TD125U~TS800U | Susol MCCB Shunt tirp unit AC220~240V/DC250V, for TD125U~TS800U | Susol MCCB Shunt tirp unit AC220~240V/DC250V, for TD125U~TS800U | Susol MCCB Shunt tirp unit AC220~240V/DC250V, for TD125U~TS800U | Susol MCCB Shunt tirp unit AC220~240V/DC250V, for TD125U~TS800U | Susol MCCB Shunt tirp unit AC220~240V/DC250V, for TD125U~TS800U | Susol MCCB Shunt tirp unit AC220~240V/DC250V, for TD125U~TS800U | Susol MCCB Shunt tirp unit AC220~240V/DC250V, for TD125U~TS800U | Susol MCCB Shunt tirp unit AC220~240V/DC250V, for TD125U~TS800U | Susol MCCB Shunt tirp unit AC220~240V/DC250V, for TD125U~TS800U | Susol MCCB Shunt tirp unit AC220~240V/DC250V, for TD125U~TS800U | Susol MCCB Shunt tirp unit AC220~240V/DC250V, for TD125U~TS800U | Susol MCCB Shunt tirp unit AC220~240V/DC250V, for TD125U~TS800U | 81.2 | 21.924 | 21.924
Susol-SHT-440 | Susol-SHT-440 | Susol-SHT-440 | Susol-SHT-440 | Susol MCCB Shunt trip unit AC380~500V, for TD125U~TS800U | Susol MCCB Shunt trip unit AC380~500V, for TD125U~TS800U | Susol MCCB Shunt trip unit AC380~500V, for TD125U~TS800U | Susol MCCB Shunt trip unit AC380~500V, for TD125U~TS800U | Susol MCCB Shunt trip unit AC380~500V, for TD125U~TS800U | Susol MCCB Shunt trip unit AC380~500V, for TD125U~TS800U | Susol MCCB Shunt trip unit AC380~500V, for TD125U~TS800U | Susol MCCB Shunt trip unit AC380~500V, for TD125U~TS800U | Susol MCCB Shunt trip unit AC380~500V, for TD125U~TS800U | Susol MCCB Shunt trip unit AC380~500V, for TD125U~TS800U | Susol MCCB Shunt trip unit AC380~500V, for TD125U~TS800U | Susol MCCB Shunt trip unit AC380~500V, for TD125U~TS800U | Susol MCCB Shunt trip unit AC380~500V, for TD125U~TS800U | Susol MCCB Shunt trip unit AC380~500V, for TD125U~TS800U | 81.2 | 21.924 | 21.924
AUXILIARY SWITCH (AX), ALARM SWITCH (AL)
Part# | Part# | Part# | Part# | Description | [13 empty] | List Price
Susol-AX | Susol-AX | Susol-AX | Susol-AX | Susol MCCB Auxiliary switch, for TD125U~TS800U | Susol MCCB Auxiliary switch, for TD125U~TS800U | Susol MCCB Auxiliary switch, for TD125U~TS800U | Susol MCCB Auxiliary switch, for TD125U~TS800U | Susol MCCB Auxiliary switch, for TD125U~TS800U | Susol MCCB Auxiliary switch, for TD125U~TS800U | Susol MCCB Auxiliary switch, for TD125U~TS800U | Susol MCCB Auxiliary switch, for TD125U~TS800U | Susol MCCB Auxiliary switch, for TD125U~TS800U | Susol MCCB Auxiliary switch, for TD125U~TS800U | Susol MCCB Auxiliary switch, for TD125U~TS800U | Susol MCCB Auxiliary switch, for TD125U~TS800U | Susol MCCB Auxiliary switch, for TD125U~TS800U | Susol MCCB Auxiliary switch, for TD125U~TS800U | 28.06 | 7.5762 | 7.5762
Susol-AL | Susol-AL | Susol-AL | Susol-AL | Susol MCCB Alarm switch, for TD125U~TS800U | Susol MCCB Alarm switch, for TD125U~TS800U | Susol MCCB Alarm switch, for TD125U~TS800U | Susol MCCB Alarm switch, for TD125U~TS800U | Susol MCCB Alarm switch, for TD125U~TS800U | Susol MCCB Alarm switch, for TD125U~TS800U | Susol MCCB Alarm switch, for TD125U~TS800U | Susol MCCB Alarm switch, for TD125U~TS800U | Susol MCCB Alarm switch, for TD125U~TS800U | Susol MCCB Alarm switch, for TD125U~TS800U | Susol MCCB Alarm switch, for TD125U~TS800U | Susol MCCB Alarm switch, for TD125U~TS800U | Susol MCCB Alarm switch, for TD125U~TS800U | Susol MCCB Alarm switch, for TD125U~TS800U | 21 | 5.67 | 5.67
REMOVABLE LOCKING DEVICE (PL)
Part# | Part# | Part# | Part# | Description | [13 empty] | List Price
Susol-PL1 | Susol-PL1 | Susol-PL1 | Susol-PL1 | Removable pad-lock devices for Susol MCCB TD125U, locking in the off position | Removable pad-lock devices for Susol MCCB TD125U, locking in the off position | Removable pad-lock devices for Susol MCCB TD125U, locking in the off position | Removable pad-lock devices for Susol MCCB TD125U, locking in the off position | Removable pad-lock devices for Susol MCCB TD125U, locking in the off position | Removable pad-lock devices for Susol MCCB TD125U, locking in the off position | Removable pad-lock devices for Susol MCCB TD125U, locking in the off position | Removable pad-lock devices for Susol MCCB TD125U, locking in the off position | Removable pad-lock devices for Susol MCCB TD125U, locking in the off position | Removable pad-lock devices for Susol MCCB TD125U, locking in the off position | Removable pad-lock devices for Susol MCCB TD125U, locking in the off position | Removable pad-lock devices for Susol MCCB TD125U, locking in the off position | Removable pad-lock devices for Susol MCCB TD125U, locking in the off position | Removable pad-lock devices for Susol MCCB TD125U, locking in the off position | 28.63 | 7.7301 | 7.7301
Susol-PL2 | Susol-PL2 | Susol-PL2 | Susol-PL2 | Removable pad-lock devices for Susol MCCB TS250U, locking in the off position | Removable pad-lock devices for Susol MCCB TS250U, locking in the off position | Removable pad-lock devices for Susol MCCB TS250U, locking in the off position | Removable pad-lock devices for Susol MCCB TS250U, locking in the off position | Removable pad-lock devices for Susol MCCB TS250U, locking in the off position | Removable pad-lock devices for Susol MCCB TS250U, locking in the off position | Removable pad-lock devices for Susol MCCB TS250U, locking in the off position | Removable pad-lock devices for Susol MCCB TS250U, locking in the off position | Removable pad-lock devices for Susol MCCB TS250U, locking in the off position | Removable pad-lock devices for Susol MCCB TS250U, locking in the off position | Removable pad-lock devices for Susol MCCB TS250U, locking in the off position | Removable pad-lock devices for Susol MCCB TS250U, locking in the off position | Removable pad-lock devices for Susol MCCB TS250U, locking in the off position | Removable pad-lock devices for Susol MCCB TS250U, locking in the off position | 31.82 | 8.5914 | 8.5914
Susol-PL3 | Susol-PL3 | Susol-PL3 | Susol-PL3 | Removable pad-lock devices for Susol MCCB TS400U, locking in the off position | Removable pad-lock devices for Susol MCCB TS400U, locking in the off position | Removable pad-lock devices for Susol MCCB TS400U, locking in the off position | Removable pad-lock devices for Susol MCCB TS400U, locking in the off position | Removable pad-lock devices for Susol MCCB TS400U, locking in the off position | Removable pad-lock devices for Susol MCCB TS400U, locking in the off position | Removable pad-lock devices for Susol MCCB TS400U, locking in the off position | Removable pad-lock devices for Susol MCCB TS400U, locking in the off position | Removable pad-lock devices for Susol MCCB TS400U, locking in the off position | Removable pad-lock devices for Susol MCCB TS400U, locking in the off position | Removable pad-lock devices for Susol MCCB TS400U, locking in the off position | Removable pad-lock devices for Susol MCCB TS400U, locking in the off position | Removable pad-lock devices for Susol MCCB TS400U, locking in the off position | Removable pad-lock devices for Susol MCCB TS400U, locking in the off position | 38.18 | 10.3086 | 10.3086
Susol-PL4 | Susol-PL4 | Susol-PL4 | Susol-PL4 | Removable pad-lock devices for Susol MCCB TS800U, locking in the off position | Removable pad-lock devices for Susol MCCB TS800U, locking in the off position | Removable pad-lock devices for Susol MCCB TS800U, locking in the off position | Removable pad-lock devices for Susol MCCB TS800U, locking in the off position | Removable pad-lock devices for Susol MCCB TS800U, locking in the off position | Removable pad-lock devices for Susol MCCB TS800U, locking in the off position | Removable pad-lock devices for Susol MCCB TS800U, locking in the off position | Removable pad-lock devices for Susol MCCB TS800U, locking in the off position | Removable pad-lock devices for Susol MCCB TS800U, locking in the off position | Removable pad-lock devices for Susol MCCB TS800U, locking in the off position | Removable pad-lock devices for Susol MCCB TS800U, locking in the off position | Removable pad-lock devices for Susol MCCB TS800U, locking in the off position | Removable pad-lock devices for Susol MCCB TS800U, locking in the off position | Removable pad-lock devices for Susol MCCB TS800U, locking in the off position | 42 | 11.34 | 11.34
FIXED LOCKING DEVICE (PHL)
Part# | Part# | Part# | Part# | Description | [13 empty] | List Price
Susol-PHL1 | Susol-PHL1 | Susol-PHL1 | Susol-PHL1 | Fixed pad-lock devices for Susol MCCB TD125U, locking in the on and off position | Fixed pad-lock devices for Susol MCCB TD125U, locking in the on and off position | Fixed pad-lock devices for Susol MCCB TD125U, locking in the on and off position | Fixed pad-lock devices for Susol MCCB TD125U, locking in the on and off position | Fixed pad-lock devices for Susol MCCB TD125U, locking in the on and off position | Fixed pad-lock devices for Susol MCCB TD125U, locking in the on and off position | Fixed pad-lock devices for Susol MCCB TD125U, locking in the on and off position | Fixed pad-lock devices for Susol MCCB TD125U, locking in the on and off position | Fixed pad-lock devices for Susol MCCB TD125U, locking in the on and off position | Fixed pad-lock devices for Susol MCCB TD125U, locking in the on and off position | Fixed pad-lock devices for Susol MCCB TD125U, locking in the on and off position | Fixed pad-lock devices for Susol MCCB TD125U, locking in the on and off position | Fixed pad-lock devices for Susol MCCB TD125U, locking in the on and off position | Fixed pad-lock devices for Susol MCCB TD125U, locking in the on and off position | 28.63 | 7.7301 | 7.7301
Susol-PHL2 | Susol-PHL2 | Susol-PHL2 | Susol-PHL2 | Fixed pad-lock devices for Susol MCCB TS250U, locking in the on and off position | Fixed pad-lock devices for Susol MCCB TS250U, locking in the on and off position | Fixed pad-lock devices for Susol MCCB TS250U, locking in the on and off position | Fixed pad-lock devices for Susol MCCB TS250U, locking in the on and off position | Fixed pad-lock devices for Susol MCCB TS250U, locking in the on and off position | Fixed pad-lock devices for Susol MCCB TS250U, locking in the on and off position | Fixed pad-lock devices for Susol MCCB TS250U, locking in the on and off position | Fixed pad-lock devices for Susol MCCB TS250U, locking in the on and off position | Fixed pad-lock devices for Susol MCCB TS250U, locking in the on and off position | Fixed pad-lock devices for Susol MCCB TS250U, locking in the on and off position | Fixed pad-lock devices for Susol MCCB TS250U, locking in the on and off position | Fixed pad-lock devices for Susol MCCB TS250U, locking in the on and off position | Fixed pad-lock devices for Susol MCCB TS250U, locking in the on and off position | Fixed pad-lock devices for Susol MCCB TS250U, locking in the on and off position | 31.82 | 8.5914 | 8.5914
Susol-PHL3 | Susol-PHL3 | Susol-PHL3 | Susol-PHL3 | Fixed pad-lock devices for Susol MCCB TS400U, locking in the on and off position | Fixed pad-lock devices for Susol MCCB TS400U, locking in the on and off position | Fixed pad-lock devices for Susol MCCB TS400U, locking in the on and off position | Fixed pad-lock devices for Susol MCCB TS400U, locking in the on and off position | Fixed pad-lock devices for Susol MCCB TS400U, locking in the on and off position | Fixed pad-lock devices for Susol MCCB TS400U, locking in the on and off position | Fixed pad-lock devices for Susol MCCB TS400U, locking in the on and off position | Fixed pad-lock devices for Susol MCCB TS400U, locking in the on and off position | Fixed pad-lock devices for Susol MCCB TS400U, locking in the on and off position | Fixed pad-lock devices for Susol MCCB TS400U, locking in the on and off position | Fixed pad-lock devices for Susol MCCB TS400U, locking in the on and off position | Fixed pad-lock devices for Susol MCCB TS400U, locking in the on and off position | Fixed pad-lock devices for Susol MCCB TS400U, locking in the on and off position | Fixed pad-lock devices for Susol MCCB TS400U, locking in the on and off position | 79.54 | 21.4758 | 21.4758
Susol-PHL4 | Susol-PHL4 | Susol-PHL4 | Susol-PHL4 | Fixed pad-lock devices for Susol MCCB TS800U, locking in the on and off position | Fixed pad-lock devices for Susol MCCB TS800U, locking in the on and off position | Fixed pad-lock devices for Susol MCCB TS800U, locking in the on and off position | Fixed pad-lock devices for Susol MCCB TS800U, locking in the on and off position | Fixed pad-lock devices for Susol MCCB TS800U, locking in the on and off position | Fixed pad-lock devices for Susol MCCB TS800U, locking in the on and off position | Fixed pad-lock devices for Susol MCCB TS800U, locking in the on and off position | Fixed pad-lock devices for Susol MCCB TS800U, locking in the on and off position | Fixed pad-lock devices for Susol MCCB TS800U, locking in the on and off position | Fixed pad-lock devices for Susol MCCB TS800U, locking in the on and off position | Fixed pad-lock devices for Susol MCCB TS800U, locking in the on and off position | Fixed pad-lock devices for Susol MCCB TS800U, locking in the on and off position | Fixed pad-lock devices for Susol MCCB TS800U, locking in the on and off position | Fixed pad-lock devices for Susol MCCB TS800U, locking in the on and off position | 82.72 | 22.3344 | 22.3344
MECHANICAL INTERLOCK UNIT (MIT)
Part# | Part# | Part# | Part# | Description | [13 empty] | List Price
Susol-MIT13 | Susol-MIT13 | Susol-MIT13 | Susol-MIT13 | Mechanical interlocking device for Susol MCCB TD125U, padlocks are not suplied | Mechanical interlocking device for Susol MCCB TD125U, padlocks are not suplied | Mechanical interlocking device for Susol MCCB TD125U, padlocks are not suplied | Mechanical interlocking device for Susol MCCB TD125U, padlocks are not suplied | Mechanical interlocking device for Susol MCCB TD125U, padlocks are not suplied | Mechanical interlocking device for Susol MCCB TD125U, padlocks are not suplied | Mechanical interlocking device for Susol MCCB TD125U, padlocks are not suplied | Mechanical interlocking device for Susol MCCB TD125U, padlocks are not suplied | Mechanical interlocking device for Susol MCCB TD125U, padlocks are not suplied | Mechanical interlocking device for Susol MCCB TD125U, padlocks are not suplied | Mechanical interlocking device for Susol MCCB TD125U, padlocks are not suplied | Mechanical interlocking device for Susol MCCB TD125U, padlocks are not suplied | Mechanical interlocking device for Susol MCCB TD125U, padlocks are not suplied | Mechanical interlocking device for Susol MCCB TD125U, padlocks are not suplied | 159.08 | 42.9516 | 42.9516
Susol-MIT23 | Susol-MIT23 | Susol-MIT23 | Susol-MIT23 | Mechanical interlocking device for Susol MCCB TS250U, padlocks are not suplied | Mechanical interlocking device for Susol MCCB TS250U, padlocks are not suplied | Mechanical interlocking device for Susol MCCB TS250U, padlocks are not suplied | Mechanical interlocking device for Susol MCCB TS250U, padlocks are not suplied | Mechanical interlocking device for Susol MCCB TS250U, padlocks are not suplied | Mechanical interlocking device for Susol MCCB TS250U, padlocks are not suplied | Mechanical interlocking device for Susol MCCB TS250U, padlocks are not suplied | Mechanical interlocking device for Susol MCCB TS250U, padlocks are not suplied | Mechanical interlocking device for Susol MCCB TS250U, padlocks are not suplied | Mechanical interlocking device for Susol MCCB TS250U, padlocks are not suplied | Mechanical interlocking device for Susol MCCB TS250U, padlocks are not suplied | Mechanical interlocking device for Susol MCCB TS250U, padlocks are not suplied | Mechanical interlocking device for Susol MCCB TS250U, padlocks are not suplied | Mechanical interlocking device for Susol MCCB TS250U, padlocks are not suplied | 178.16 | 48.1032 | 48.1032
Susol-MIT33 | Susol-MIT33 | Susol-MIT33 | Susol-MIT33 | Mechanical interlocking device for Susol MCCB TS400U, padlocks are not suplied | Mechanical interlocking device for Susol MCCB TS400U, padlocks are not suplied | Mechanical interlocking device for Susol MCCB TS400U, padlocks are not suplied | Mechanical interlocking device for Susol MCCB TS400U, padlocks are not suplied | Mechanical interlocking device for Susol MCCB TS400U, padlocks are not suplied | Mechanical interlocking device for Susol MCCB TS400U, padlocks are not suplied | Mechanical interlocking device for Susol MCCB TS400U, padlocks are not suplied | Mechanical interlocking device for Susol MCCB TS400U, padlocks are not suplied | Mechanical interlocking device for Susol MCCB TS400U, padlocks are not suplied | Mechanical interlocking device for Susol MCCB TS400U, padlocks are not suplied | Mechanical interlocking device for Susol MCCB TS400U, padlocks are not suplied | Mechanical interlocking device for Susol MCCB TS400U, padlocks are not suplied | Mechanical interlocking device for Susol MCCB TS400U, padlocks are not suplied | Mechanical interlocking device for Susol MCCB TS400U, padlocks are not suplied | 190.89 | 51.5403 | 51.5403
Susol-MIT43 | Susol-MIT43 | Susol-MIT43 | Susol-MIT43 | Mechanical interlocking device for Susol MCCB TS800U, padlocks are not suplied | Mechanical interlocking device for Susol MCCB TS800U, padlocks are not suplied | Mechanical interlocking device for Susol MCCB TS800U, padlocks are not suplied | Mechanical interlocking device for Susol MCCB TS800U, padlocks are not suplied | Mechanical interlocking device for Susol MCCB TS800U, padlocks are not suplied | Mechanical interlocking device for Susol MCCB TS800U, padlocks are not suplied | Mechanical interlocking device for Susol MCCB TS800U, padlocks are not suplied | Mechanical interlocking device for Susol MCCB TS800U, padlocks are not suplied | Mechanical interlocking device for Susol MCCB TS800U, padlocks are not suplied | Mechanical interlocking device for Susol MCCB TS800U, padlocks are not suplied | Mechanical interlocking device for Susol MCCB TS800U, padlocks are not suplied | Mechanical interlocking device for Susol MCCB TS800U, padlocks are not suplied | Mechanical interlocking device for Susol MCCB TS800U, padlocks are not suplied | Mechanical interlocking device for Susol MCCB TS800U, padlocks are not suplied | 197.25 | 53.2575 | 53.2575
LUG KIT SET (LSCA)
Part# | Part# | Part# | Part# | Description | [13 empty] | List Price
Susol-LSCA1 | Susol-LSCA1 | Susol-LSCA1 | Susol-LSCA1 | Susol MCCB Lug Kit Set (3P), TD125AF 7/16-20 | Susol MCCB Lug Kit Set (3P), TD125AF 7/16-20 | Susol MCCB Lug Kit Set (3P), TD125AF 7/16-20 | Susol MCCB Lug Kit Set (3P), TD125AF 7/16-20 | Susol MCCB Lug Kit Set (3P), TD125AF 7/16-20 | Susol MCCB Lug Kit Set (3P), TD125AF 7/16-20 | Susol MCCB Lug Kit Set (3P), TD125AF 7/16-20 | Susol MCCB Lug Kit Set (3P), TD125AF 7/16-20 | Susol MCCB Lug Kit Set (3P), TD125AF 7/16-20 | Susol MCCB Lug Kit Set (3P), TD125AF 7/16-20 | Susol MCCB Lug Kit Set (3P), TD125AF 7/16-20 | Susol MCCB Lug Kit Set (3P), TD125AF 7/16-20 | Susol MCCB Lug Kit Set (3P), TD125AF 7/16-20 | Susol MCCB Lug Kit Set (3P), TD125AF 7/16-20 | 18.9 | 5.103 | 5.103
Susol-LSCA2 | Susol-LSCA2 | Susol-LSCA2 | Susol-LSCA2 | Susol MCCB Lug Kit Set (3P), TS250AF 9/16-18 | Susol MCCB Lug Kit Set (3P), TS250AF 9/16-18 | Susol MCCB Lug Kit Set (3P), TS250AF 9/16-18 | Susol MCCB Lug Kit Set (3P), TS250AF 9/16-18 | Susol MCCB Lug Kit Set (3P), TS250AF 9/16-18 | Susol MCCB Lug Kit Set (3P), TS250AF 9/16-18 | Susol MCCB Lug Kit Set (3P), TS250AF 9/16-18 | Susol MCCB Lug Kit Set (3P), TS250AF 9/16-18 | Susol MCCB Lug Kit Set (3P), TS250AF 9/16-18 | Susol MCCB Lug Kit Set (3P), TS250AF 9/16-18 | Susol MCCB Lug Kit Set (3P), TS250AF 9/16-18 | Susol MCCB Lug Kit Set (3P), TS250AF 9/16-18 | Susol MCCB Lug Kit Set (3P), TS250AF 9/16-18 | Susol MCCB Lug Kit Set (3P), TS250AF 9/16-18 | 31.5 | 8.505 | 8.505
UL1077 MINIATURE CIRCUIT BREAKERS (MCB)
1 POLE (10kA at 230/400VAC)
*Please specify Amp range from: 1, 2, 3, 4, 6, 10, 16, 25, 32, 40, 50, or 63A (ex: BKNb-1P-B16)
Part# | Part# | Part# | Part# | Description | [13 empty] | List Price
BKNb-1P-B |  |  |  | 1Pole, B curve, 35mm Din-rail mountable mini circuit breaker, UL1077 | [13 empty] | 18 | 4.86 | 4.86
BKNb-1P-C |  |  |  | 1Pole, C curve, 35mm Din-rail mountable mini circuit breaker, UL1077 | [13 empty] | 18 | 4.86 | 4.86
BKNb-1P-D |  |  |  | 1Pole, D curve, 35mm Din-rail mountable mini circuit breaker, UL1077 | [13 empty] | 18 | 4.86 | 4.86
2 POLE (10kA at 400VAC)
*Please specify Amp range from: 1, 2, 3, 4, 6, 10, 16, 25, 32, 40, 50, or 63A (ex: BKNb-2P-C25)
Part# | Part# | Part# | Part# | Description | [13 empty] | List Price
BKNb-2P-B |  |  |  | 2Pole, B curve, 35mm Din-rail mountable mini circuit breaker, UL1077 | [13 empty] | 36 | 9.72 | 9.72
BKNb-2P-C |  |  |  | 2Pole, C curve, 35mm Din-rail mountable mini circuit breaker, UL1077 | [13 empty] | 36 | 9.72 | 9.72
BKNb-2P-D |  |  |  | 2Pole, D curve, 35mm Din-rail mountable mini circuit breaker, UL1077 | [13 empty] | 36 | 9.72 | 9.72
3 POLE (10kA at 400VAC)
*Please specify Amp range from: 1, 2, 3, 4, 6, 10, 16, 25, 32, 40, 50, or 63A (ex: BKNb-3P-D32)
Part# | Part# | Part# | Part# | Description | [13 empty] | List Price
BKNb-3P-B |  |  |  | 3Pole, B curve, 35mm Din-rail mountable mini circuit breaker, UL1077 | [13 empty] | 54 | 14.58 | 14.58
BKNb-3P-C |  |  |  | 3Pole, C curve, 35mm Din-rail mountable mini circuit breaker, UL1077 | [13 empty] | 54 | 14.58 | 14.58
BKNb-3P-D |  |  |  | 3Pole, D curve, 35mm Din-rail mountable mini circuit breaker, UL1077 | [13 empty] | 54 | 14.58 | 14.58
4 POLE (10kA at 400VAC)
*Please specify Amp range from: 1, 2, 3, 4, 6, 10, 16, 25, 32, 40, 50, or 63A (ex: BKNb-4P-C40)
Part# | Part# | Part# | Part# | Description | [13 empty] | List Price
BKNb-4P-B |  |  |  | 4Pole, B curve, 35mm Din-rail mountable mini circuit breaker, UL1077 | [13 empty] | 72 | 19.44 | 19.44
BKNb-4P-C |  |  |  | 4Pole, C curve, 35mm Din-rail mountable mini circuit breaker, UL1077 | [13 empty] | 72 | 19.44 | 19.44
BKNb-4P-D |  |  |  | 4Pole, D curve, 35mm Din-rail mountable mini circuit breaker, UL1077 | [13 empty] | 72 | 19.44 | 19.44

## MMS
UL 508, MANUAL MOTOR STARTERS (MMS)
STANDARD TYPE
*Protective function: Phase-failure, short circuit, overload *Ambient temperature compensation
Frame size |  | Part# |  |  | Description | [12 empty] | List Price | WS Price | Formula
32AF |  | MMS-32S-0.16A | MMS-32S-0.16A | MMS-32S-0.16A | Standard breaking capacity, 0.1~0.16A, Class 10, Adjustable thermal release, Toggle switch | [12 empty] | 69 | 18.63 | 18.63
|  | MMS-32S-0.25A | MMS-32S-0.25A | MMS-32S-0.25A | Standard breaking capacity, 0.16~0.25A, Class 10 Adjustable thermal release Toggle switch | Standard type MMS, 0.16~0.25A Adjustable Thermal Release, Phase-Failure, short circuit, overload | Standard type MMS, 0.16~0.25A Adjustable Thermal Release, Phase-Failure, short circuit, overload | Standard type MMS, 0.16~0.25A Adjustable Thermal Release, Phase-Failure, short circuit, overload | Standard type MMS, 0.16~0.25A Adjustable Thermal Release, Phase-Failure, short circuit, overload | Standard type MMS, 0.16~0.25A Adjustable Thermal Release, Phase-Failure, short circuit, overload | Standard type MMS, 0.16~0.25A Adjustable Thermal Release, Phase-Failure, short circuit, overload | Standard type MMS, 0.16~0.25A Adjustable Thermal Release, Phase-Failure, short circuit, overload | Standard type MMS, 0.16~0.25A Adjustable Thermal Release, Phase-Failure, short circuit, overload | Standard type MMS, 0.16~0.25A Adjustable Thermal Release, Phase-Failure, short circuit, overload | Standard type MMS, 0.16~0.25A Adjustable Thermal Release, Phase-Failure, short circuit, overload | Standard type MMS, 0.16~0.25A Adjustable Thermal Release, Phase-Failure, short circuit, overload | Standard type MMS, 0.16~0.25A Adjustable Thermal Release, Phase-Failure, short circuit, overload | 69 | 18.63 | 18.63
|  | MMS-32S-0.4A | MMS-32S-0.4A | MMS-32S-0.4A | Standard breaking capacity, 0.25~0.4A, Class 10, Adjustable thermal release, Toggle switch | Standard type MMS, 0.16~0.25A Adjustable Thermal Release, Phase-Failure, short circuit, overload | Standard type MMS, 0.16~0.25A Adjustable Thermal Release, Phase-Failure, short circuit, overload | Standard type MMS, 0.16~0.25A Adjustable Thermal Release, Phase-Failure, short circuit, overload | Standard type MMS, 0.16~0.25A Adjustable Thermal Release, Phase-Failure, short circuit, overload | Standard type MMS, 0.16~0.25A Adjustable Thermal Release, Phase-Failure, short circuit, overload | Standard type MMS, 0.16~0.25A Adjustable Thermal Release, Phase-Failure, short circuit, overload | Standard type MMS, 0.16~0.25A Adjustable Thermal Release, Phase-Failure, short circuit, overload | Standard type MMS, 0.16~0.25A Adjustable Thermal Release, Phase-Failure, short circuit, overload | Standard type MMS, 0.16~0.25A Adjustable Thermal Release, Phase-Failure, short circuit, overload | Standard type MMS, 0.16~0.25A Adjustable Thermal Release, Phase-Failure, short circuit, overload | Standard type MMS, 0.16~0.25A Adjustable Thermal Release, Phase-Failure, short circuit, overload | Standard type MMS, 0.16~0.25A Adjustable Thermal Release, Phase-Failure, short circuit, overload | 69 | 18.63 | 18.63
|  | MMS-32S-0.63A | MMS-32S-0.63A | MMS-32S-0.63A | Standard breaking capacity, 0.4~0.63A, Class 10, Adjustable thermal release, Toggle switch | Standard type MMS, 0.16~0.25A Adjustable Thermal Release, Phase-Failure, short circuit, overload | Standard type MMS, 0.16~0.25A Adjustable Thermal Release, Phase-Failure, short circuit, overload | Standard type MMS, 0.16~0.25A Adjustable Thermal Release, Phase-Failure, short circuit, overload | Standard type MMS, 0.16~0.25A Adjustable Thermal Release, Phase-Failure, short circuit, overload | Standard type MMS, 0.16~0.25A Adjustable Thermal Release, Phase-Failure, short circuit, overload | Standard type MMS, 0.16~0.25A Adjustable Thermal Release, Phase-Failure, short circuit, overload | Standard type MMS, 0.16~0.25A Adjustable Thermal Release, Phase-Failure, short circuit, overload | Standard type MMS, 0.16~0.25A Adjustable Thermal Release, Phase-Failure, short circuit, overload | Standard type MMS, 0.16~0.25A Adjustable Thermal Release, Phase-Failure, short circuit, overload | Standard type MMS, 0.16~0.25A Adjustable Thermal Release, Phase-Failure, short circuit, overload | Standard type MMS, 0.16~0.25A Adjustable Thermal Release, Phase-Failure, short circuit, overload | Standard type MMS, 0.16~0.25A Adjustable Thermal Release, Phase-Failure, short circuit, overload | 69 | 18.63 | 18.63
|  | MMS-32S-1A | MMS-32S-1A | MMS-32S-1A | Standard breaking capacity, 0.1~1A, Class 10, Adjustable thermal release, Toggle switch | Standard type MMS, 0.16~0.25A Adjustable Thermal Release, Phase-Failure, short circuit, overload | Standard type MMS, 0.16~0.25A Adjustable Thermal Release, Phase-Failure, short circuit, overload | Standard type MMS, 0.16~0.25A Adjustable Thermal Release, Phase-Failure, short circuit, overload | Standard type MMS, 0.16~0.25A Adjustable Thermal Release, Phase-Failure, short circuit, overload | Standard type MMS, 0.16~0.25A Adjustable Thermal Release, Phase-Failure, short circuit, overload | Standard type MMS, 0.16~0.25A Adjustable Thermal Release, Phase-Failure, short circuit, overload | Standard type MMS, 0.16~0.25A Adjustable Thermal Release, Phase-Failure, short circuit, overload | Standard type MMS, 0.16~0.25A Adjustable Thermal Release, Phase-Failure, short circuit, overload | Standard type MMS, 0.16~0.25A Adjustable Thermal Release, Phase-Failure, short circuit, overload | Standard type MMS, 0.16~0.25A Adjustable Thermal Release, Phase-Failure, short circuit, overload | Standard type MMS, 0.16~0.25A Adjustable Thermal Release, Phase-Failure, short circuit, overload | Standard type MMS, 0.16~0.25A Adjustable Thermal Release, Phase-Failure, short circuit, overload | 69 | 18.63 | 18.63
|  | MMS-32S-1.6A | MMS-32S-1.6A | MMS-32S-1.6A | Standard breaking capacity, 0.63~1.6A, Class 10, Adjustable thermal release, Toggle switch | Standard type MMS, 0.16~0.25A Adjustable Thermal Release, Phase-Failure, short circuit, overload | Standard type MMS, 0.16~0.25A Adjustable Thermal Release, Phase-Failure, short circuit, overload | Standard type MMS, 0.16~0.25A Adjustable Thermal Release, Phase-Failure, short circuit, overload | Standard type MMS, 0.16~0.25A Adjustable Thermal Release, Phase-Failure, short circuit, overload | Standard type MMS, 0.16~0.25A Adjustable Thermal Release, Phase-Failure, short circuit, overload | Standard type MMS, 0.16~0.25A Adjustable Thermal Release, Phase-Failure, short circuit, overload | Standard type MMS, 0.16~0.25A Adjustable Thermal Release, Phase-Failure, short circuit, overload | Standard type MMS, 0.16~0.25A Adjustable Thermal Release, Phase-Failure, short circuit, overload | Standard type MMS, 0.16~0.25A Adjustable Thermal Release, Phase-Failure, short circuit, overload | Standard type MMS, 0.16~0.25A Adjustable Thermal Release, Phase-Failure, short circuit, overload | Standard type MMS, 0.16~0.25A Adjustable Thermal Release, Phase-Failure, short circuit, overload | Standard type MMS, 0.16~0.25A Adjustable Thermal Release, Phase-Failure, short circuit, overload | 79.64 | 21.5028 | 21.5028
|  | MMS-32S-2.5A | MMS-32S-2.5A | MMS-32S-2.5A | Standard breaking capacity, 1.6~2.5A, Class 10, Adjustable thermal release, Toggle switch | Standard type MMS, 0.16~0.25A Adjustable Thermal Release, Phase-Failure, short circuit, overload | Standard type MMS, 0.16~0.25A Adjustable Thermal Release, Phase-Failure, short circuit, overload | Standard type MMS, 0.16~0.25A Adjustable Thermal Release, Phase-Failure, short circuit, overload | Standard type MMS, 0.16~0.25A Adjustable Thermal Release, Phase-Failure, short circuit, overload | Standard type MMS, 0.16~0.25A Adjustable Thermal Release, Phase-Failure, short circuit, overload | Standard type MMS, 0.16~0.25A Adjustable Thermal Release, Phase-Failure, short circuit, overload | Standard type MMS, 0.16~0.25A Adjustable Thermal Release, Phase-Failure, short circuit, overload | Standard type MMS, 0.16~0.25A Adjustable Thermal Release, Phase-Failure, short circuit, overload | Standard type MMS, 0.16~0.25A Adjustable Thermal Release, Phase-Failure, short circuit, overload | Standard type MMS, 0.16~0.25A Adjustable Thermal Release, Phase-Failure, short circuit, overload | Standard type MMS, 0.16~0.25A Adjustable Thermal Release, Phase-Failure, short circuit, overload | Standard type MMS, 0.16~0.25A Adjustable Thermal Release, Phase-Failure, short circuit, overload | 79.64 | 21.5028 | 21.5028
|  | MMS-32S-4A | MMS-32S-4A | MMS-32S-4A | Standard breaking capacity, 2.5~4A, Class 10, Adjustable thermal release, Toggle switch | Standard type MMS, 0.16~0.25A Adjustable Thermal Release, Phase-Failure, short circuit, overload | Standard type MMS, 0.16~0.25A Adjustable Thermal Release, Phase-Failure, short circuit, overload | Standard type MMS, 0.16~0.25A Adjustable Thermal Release, Phase-Failure, short circuit, overload | Standard type MMS, 0.16~0.25A Adjustable Thermal Release, Phase-Failure, short circuit, overload | Standard type MMS, 0.16~0.25A Adjustable Thermal Release, Phase-Failure, short circuit, overload | Standard type MMS, 0.16~0.25A Adjustable Thermal Release, Phase-Failure, short circuit, overload | Standard type MMS, 0.16~0.25A Adjustable Thermal Release, Phase-Failure, short circuit, overload | Standard type MMS, 0.16~0.25A Adjustable Thermal Release, Phase-Failure, short circuit, overload | Standard type MMS, 0.16~0.25A Adjustable Thermal Release, Phase-Failure, short circuit, overload | Standard type MMS, 0.16~0.25A Adjustable Thermal Release, Phase-Failure, short circuit, overload | Standard type MMS, 0.16~0.25A Adjustable Thermal Release, Phase-Failure, short circuit, overload | Standard type MMS, 0.16~0.25A Adjustable Thermal Release, Phase-Failure, short circuit, overload | 79.64 | 21.5028 | 21.5028
|  | MMS-32S-6A | MMS-32S-6A | MMS-32S-6A | Standard breaking capacity, 4~6A, Class 10, Adjustable thermal release, Toggle switch | Standard type MMS, 0.16~0.25A Adjustable Thermal Release, Phase-Failure, short circuit, overload | Standard type MMS, 0.16~0.25A Adjustable Thermal Release, Phase-Failure, short circuit, overload | Standard type MMS, 0.16~0.25A Adjustable Thermal Release, Phase-Failure, short circuit, overload | Standard type MMS, 0.16~0.25A Adjustable Thermal Release, Phase-Failure, short circuit, overload | Standard type MMS, 0.16~0.25A Adjustable Thermal Release, Phase-Failure, short circuit, overload | Standard type MMS, 0.16~0.25A Adjustable Thermal Release, Phase-Failure, short circuit, overload | Standard type MMS, 0.16~0.25A Adjustable Thermal Release, Phase-Failure, short circuit, overload | Standard type MMS, 0.16~0.25A Adjustable Thermal Release, Phase-Failure, short circuit, overload | Standard type MMS, 0.16~0.25A Adjustable Thermal Release, Phase-Failure, short circuit, overload | Standard type MMS, 0.16~0.25A Adjustable Thermal Release, Phase-Failure, short circuit, overload | Standard type MMS, 0.16~0.25A Adjustable Thermal Release, Phase-Failure, short circuit, overload | Standard type MMS, 0.16~0.25A Adjustable Thermal Release, Phase-Failure, short circuit, overload | 79.64 | 21.5028 | 21.5028
|  | MMS-32S-8A | MMS-32S-8A | MMS-32S-8A | Standard breaking capacity, 5~8A, Class 10, Adjustable thermal release, Toggle switch | Standard type MMS, 0.16~0.25A Adjustable Thermal Release, Phase-Failure, short circuit, overload | Standard type MMS, 0.16~0.25A Adjustable Thermal Release, Phase-Failure, short circuit, overload | Standard type MMS, 0.16~0.25A Adjustable Thermal Release, Phase-Failure, short circuit, overload | Standard type MMS, 0.16~0.25A Adjustable Thermal Release, Phase-Failure, short circuit, overload | Standard type MMS, 0.16~0.25A Adjustable Thermal Release, Phase-Failure, short circuit, overload | Standard type MMS, 0.16~0.25A Adjustable Thermal Release, Phase-Failure, short circuit, overload | Standard type MMS, 0.16~0.25A Adjustable Thermal Release, Phase-Failure, short circuit, overload | Standard type MMS, 0.16~0.25A Adjustable Thermal Release, Phase-Failure, short circuit, overload | Standard type MMS, 0.16~0.25A Adjustable Thermal Release, Phase-Failure, short circuit, overload | Standard type MMS, 0.16~0.25A Adjustable Thermal Release, Phase-Failure, short circuit, overload | Standard type MMS, 0.16~0.25A Adjustable Thermal Release, Phase-Failure, short circuit, overload | Standard type MMS, 0.16~0.25A Adjustable Thermal Release, Phase-Failure, short circuit, overload | 79.64 | 21.5028 | 21.5028
|  | MMS-32S-10A | MMS-32S-10A | MMS-32S-10A | Standard breaking capacity, 6~10A, Class 10, Adjustable thermal release, Toggle switch | Standard type MMS, 0.16~0.25A Adjustable Thermal Release, Phase-Failure, short circuit, overload | Standard type MMS, 0.16~0.25A Adjustable Thermal Release, Phase-Failure, short circuit, overload | Standard type MMS, 0.16~0.25A Adjustable Thermal Release, Phase-Failure, short circuit, overload | Standard type MMS, 0.16~0.25A Adjustable Thermal Release, Phase-Failure, short circuit, overload | Standard type MMS, 0.16~0.25A Adjustable Thermal Release, Phase-Failure, short circuit, overload | Standard type MMS, 0.16~0.25A Adjustable Thermal Release, Phase-Failure, short circuit, overload | Standard type MMS, 0.16~0.25A Adjustable Thermal Release, Phase-Failure, short circuit, overload | Standard type MMS, 0.16~0.25A Adjustable Thermal Release, Phase-Failure, short circuit, overload | Standard type MMS, 0.16~0.25A Adjustable Thermal Release, Phase-Failure, short circuit, overload | Standard type MMS, 0.16~0.25A Adjustable Thermal Release, Phase-Failure, short circuit, overload | Standard type MMS, 0.16~0.25A Adjustable Thermal Release, Phase-Failure, short circuit, overload | Standard type MMS, 0.16~0.25A Adjustable Thermal Release, Phase-Failure, short circuit, overload | 79.64 | 21.5028 | 21.5028
|  | MMS-32S-13A | MMS-32S-13A | MMS-32S-13A | Standard breaking capacity, 9~13A, Class 10, Adjustable thermal release, Toggle switch | Standard type MMS, 0.16~0.25A Adjustable Thermal Release, Phase-Failure, short circuit, overload | Standard type MMS, 0.16~0.25A Adjustable Thermal Release, Phase-Failure, short circuit, overload | Standard type MMS, 0.16~0.25A Adjustable Thermal Release, Phase-Failure, short circuit, overload | Standard type MMS, 0.16~0.25A Adjustable Thermal Release, Phase-Failure, short circuit, overload | Standard type MMS, 0.16~0.25A Adjustable Thermal Release, Phase-Failure, short circuit, overload | Standard type MMS, 0.16~0.25A Adjustable Thermal Release, Phase-Failure, short circuit, overload | Standard type MMS, 0.16~0.25A Adjustable Thermal Release, Phase-Failure, short circuit, overload | Standard type MMS, 0.16~0.25A Adjustable Thermal Release, Phase-Failure, short circuit, overload | Standard type MMS, 0.16~0.25A Adjustable Thermal Release, Phase-Failure, short circuit, overload | Standard type MMS, 0.16~0.25A Adjustable Thermal Release, Phase-Failure, short circuit, overload | Standard type MMS, 0.16~0.25A Adjustable Thermal Release, Phase-Failure, short circuit, overload | Standard type MMS, 0.16~0.25A Adjustable Thermal Release, Phase-Failure, short circuit, overload | 79.64 | 21.5028 | 21.5028
|  | MMS-32S-17A | MMS-32S-17A | MMS-32S-17A | Standard breaking capacity, 11~17A, Class 10, Adjustable thermal release, Toggle switch | Standard type MMS, 0.16~0.25A Adjustable Thermal Release, Phase-Failure, short circuit, overload | Standard type MMS, 0.16~0.25A Adjustable Thermal Release, Phase-Failure, short circuit, overload | Standard type MMS, 0.16~0.25A Adjustable Thermal Release, Phase-Failure, short circuit, overload | Standard type MMS, 0.16~0.25A Adjustable Thermal Release, Phase-Failure, short circuit, overload | Standard type MMS, 0.16~0.25A Adjustable Thermal Release, Phase-Failure, short circuit, overload | Standard type MMS, 0.16~0.25A Adjustable Thermal Release, Phase-Failure, short circuit, overload | Standard type MMS, 0.16~0.25A Adjustable Thermal Release, Phase-Failure, short circuit, overload | Standard type MMS, 0.16~0.25A Adjustable Thermal Release, Phase-Failure, short circuit, overload | Standard type MMS, 0.16~0.25A Adjustable Thermal Release, Phase-Failure, short circuit, overload | Standard type MMS, 0.16~0.25A Adjustable Thermal Release, Phase-Failure, short circuit, overload | Standard type MMS, 0.16~0.25A Adjustable Thermal Release, Phase-Failure, short circuit, overload | Standard type MMS, 0.16~0.25A Adjustable Thermal Release, Phase-Failure, short circuit, overload | 79.64 | 21.5028 | 21.5028
|  | MMS-32S-22A | MMS-32S-22A | MMS-32S-22A | Standard breaking capacity, 14~22A, Class 10, Adjustable thermal release, Toggle switch | Standard type MMS, 0.16~0.25A Adjustable Thermal Release, Phase-Failure, short circuit, overload | Standard type MMS, 0.16~0.25A Adjustable Thermal Release, Phase-Failure, short circuit, overload | Standard type MMS, 0.16~0.25A Adjustable Thermal Release, Phase-Failure, short circuit, overload | Standard type MMS, 0.16~0.25A Adjustable Thermal Release, Phase-Failure, short circuit, overload | Standard type MMS, 0.16~0.25A Adjustable Thermal Release, Phase-Failure, short circuit, overload | Standard type MMS, 0.16~0.25A Adjustable Thermal Release, Phase-Failure, short circuit, overload | Standard type MMS, 0.16~0.25A Adjustable Thermal Release, Phase-Failure, short circuit, overload | Standard type MMS, 0.16~0.25A Adjustable Thermal Release, Phase-Failure, short circuit, overload | Standard type MMS, 0.16~0.25A Adjustable Thermal Release, Phase-Failure, short circuit, overload | Standard type MMS, 0.16~0.25A Adjustable Thermal Release, Phase-Failure, short circuit, overload | Standard type MMS, 0.16~0.25A Adjustable Thermal Release, Phase-Failure, short circuit, overload | Standard type MMS, 0.16~0.25A Adjustable Thermal Release, Phase-Failure, short circuit, overload | 79.64 | 21.5028 | 21.5028
|  | MMS-32S-26A | MMS-32S-26A | MMS-32S-26A | Standard breaking capacity, 18~26A, Class 10, Adjustable thermal release, Toggle switch | Standard type MMS, 0.16~0.25A Adjustable Thermal Release, Phase-Failure, short circuit, overload | Standard type MMS, 0.16~0.25A Adjustable Thermal Release, Phase-Failure, short circuit, overload | Standard type MMS, 0.16~0.25A Adjustable Thermal Release, Phase-Failure, short circuit, overload | Standard type MMS, 0.16~0.25A Adjustable Thermal Release, Phase-Failure, short circuit, overload | Standard type MMS, 0.16~0.25A Adjustable Thermal Release, Phase-Failure, short circuit, overload | Standard type MMS, 0.16~0.25A Adjustable Thermal Release, Phase-Failure, short circuit, overload | Standard type MMS, 0.16~0.25A Adjustable Thermal Release, Phase-Failure, short circuit, overload | Standard type MMS, 0.16~0.25A Adjustable Thermal Release, Phase-Failure, short circuit, overload | Standard type MMS, 0.16~0.25A Adjustable Thermal Release, Phase-Failure, short circuit, overload | Standard type MMS, 0.16~0.25A Adjustable Thermal Release, Phase-Failure, short circuit, overload | Standard type MMS, 0.16~0.25A Adjustable Thermal Release, Phase-Failure, short circuit, overload | Standard type MMS, 0.16~0.25A Adjustable Thermal Release, Phase-Failure, short circuit, overload | 79.64 | 21.5028 | 21.5028
|  | MMS-32S-32A | MMS-32S-32A | MMS-32S-32A | Standard breaking capacity, 22~32A, Class 10, Adjustable thermal release, Toggle switch | Standard type MMS, 0.16~0.25A Adjustable Thermal Release, Phase-Failure, short circuit, overload | Standard type MMS, 0.16~0.25A Adjustable Thermal Release, Phase-Failure, short circuit, overload | Standard type MMS, 0.16~0.25A Adjustable Thermal Release, Phase-Failure, short circuit, overload | Standard type MMS, 0.16~0.25A Adjustable Thermal Release, Phase-Failure, short circuit, overload | Standard type MMS, 0.16~0.25A Adjustable Thermal Release, Phase-Failure, short circuit, overload | Standard type MMS, 0.16~0.25A Adjustable Thermal Release, Phase-Failure, short circuit, overload | Standard type MMS, 0.16~0.25A Adjustable Thermal Release, Phase-Failure, short circuit, overload | Standard type MMS, 0.16~0.25A Adjustable Thermal Release, Phase-Failure, short circuit, overload | Standard type MMS, 0.16~0.25A Adjustable Thermal Release, Phase-Failure, short circuit, overload | Standard type MMS, 0.16~0.25A Adjustable Thermal Release, Phase-Failure, short circuit, overload | Standard type MMS, 0.16~0.25A Adjustable Thermal Release, Phase-Failure, short circuit, overload | Standard type MMS, 0.16~0.25A Adjustable Thermal Release, Phase-Failure, short circuit, overload | 79.64 | 21.5028 | 21.5028
|  | MMS-32S-40A | MMS-32S-40A | MMS-32S-40A | Standard breaking capacity, 28~40A, Class 10, Adjustable thermal release, Toggle switch | Standard type MMS, 0.16~0.25A Adjustable Thermal Release, Phase-Failure, short circuit, overload | Standard type MMS, 0.16~0.25A Adjustable Thermal Release, Phase-Failure, short circuit, overload | Standard type MMS, 0.16~0.25A Adjustable Thermal Release, Phase-Failure, short circuit, overload | Standard type MMS, 0.16~0.25A Adjustable Thermal Release, Phase-Failure, short circuit, overload | Standard type MMS, 0.16~0.25A Adjustable Thermal Release, Phase-Failure, short circuit, overload | Standard type MMS, 0.16~0.25A Adjustable Thermal Release, Phase-Failure, short circuit, overload | Standard type MMS, 0.16~0.25A Adjustable Thermal Release, Phase-Failure, short circuit, overload | Standard type MMS, 0.16~0.25A Adjustable Thermal Release, Phase-Failure, short circuit, overload | Standard type MMS, 0.16~0.25A Adjustable Thermal Release, Phase-Failure, short circuit, overload | Standard type MMS, 0.16~0.25A Adjustable Thermal Release, Phase-Failure, short circuit, overload | Standard type MMS, 0.16~0.25A Adjustable Thermal Release, Phase-Failure, short circuit, overload | Standard type MMS, 0.16~0.25A Adjustable Thermal Release, Phase-Failure, short circuit, overload | 79.64 | 21.5028 | 21.5028
63AF |  | MMS-63S-10A | MMS-63S-10A | MMS-63S-10A | Standard breaking capacity, 6~10A, Class 10, Adjustable thermal release, Rotary handle | [12 empty] | 186.85 | 50.4495 | 50.4495
|  | MMS-63S-13A | MMS-63S-13A | MMS-63S-13A | Standard breaking capacity, 9~13A, Class 10, Adjustable thermal release, Rotary handle | [12 empty] | 186.85 | 50.4495 | 50.4495
|  | MMS-63S-17A | MMS-63S-17A | MMS-63S-17A | Standard breaking capacity, 11~17A, Class 10, Adjustable thermal release, Rotary handle | [12 empty] | 186.85 | 50.4495 | 50.4495
|  | MMS-63S-22A | MMS-63S-22A | MMS-63S-22A | Standard breaking capacity, 14~22A, Class 10, Adjustable thermal release, Rotary handle | [12 empty] | 186.85 | 50.4495 | 50.4495
|  | MMS-63S-26A | MMS-63S-26A | MMS-63S-26A | Standard breaking capacity, 18~26A, Class 10, Adjustable thermal release, Rotary handle | [12 empty] | 186.85 | 50.4495 | 50.4495
|  | MMS-63S-32A | MMS-63S-32A | MMS-63S-32A | Standard breaking capacity, 22~32A, Class 10, Adjustable thermal release, Rotary handle | [12 empty] | 186.85 | 50.4495 | 50.4495
|  | MMS-63S-40A | MMS-63S-40A | MMS-63S-40A | Standard breaking capacity, 28~40A, Class 10, Adjustable thermal release, Rotary handle | [12 empty] | 186.85 | 50.4495 | 50.4495
|  | MMS-63S-50A | MMS-63S-50A | MMS-63S-50A | Standard breaking capacity, 34~50A, Class 10, Adjustable thermal release, Rotary handle | [12 empty] | 186.85 | 50.4495 | 50.4495
|  | MMS-63S-63A | MMS-63S-63A | MMS-63S-63A | Standard breaking capacity, 45~63A, Class 10, Adjustable thermal release, Rotary handle | [12 empty] | 186.85 | 50.4495 | 50.4495
|  | MMS-63S-65A | MMS-63S-65A | MMS-63S-65A | Standard breaking capacity, 47~65A, Class 10, Adjustable thermal release, Rotary handle | [12 empty] | 186.85 | 50.4495 | 50.4495
100AF |  | MMS-100S-17A | MMS-100S-17A | MMS-100S-17A | Standard breaking capacity, 11~17A, Class 10, Adjustable thermal release, Rotary handle | [12 empty] | 362.75 | 97.9425 | 97.9425
|  | MMS-100S-22A | MMS-100S-22A | MMS-100S-22A | Standard breaking capacity, 14~22A, Class 10, Adjustable thermal release, Rotary handle | [12 empty] | 362.75 | 97.9425 | 97.9425
|  | MMS-100S-26A | MMS-100S-26A | MMS-100S-26A | Standard breaking capacity, 18~26A, Class 10, Adjustable thermal release, Rotary handle | [12 empty] | 362.75 | 97.9425 | 97.9425
|  | MMS-100S-32A | MMS-100S-32A | MMS-100S-32A | Standard breaking capacity, 22~32A, Class 10, Adjustable thermal release, Rotary handle | [12 empty] | 362.75 | 97.9425 | 97.9425
|  | MMS-100S-40A | MMS-100S-40A | MMS-100S-40A | Standard breaking capacity, 28~40A, Class 10, Adjustable thermal release, Rotary handle | [12 empty] | 362.75 | 97.9425 | 97.9425
|  | MMS-100S-50A | MMS-100S-50A | MMS-100S-50A | Standard breaking capacity, 34~50A, Class 10, Adjustable thermal release, Rotary handle | [12 empty] | 362.75 | 97.9425 | 97.9425
|  | MMS-100S-63A | MMS-100S-63A | MMS-100S-63A | Standard breaking capacity, 45~63A, Class 10, Adjustable thermal release, Rotary handle | [12 empty] | 362.75 | 97.9425 | 97.9425
|  | MMS-100S-75A | MMS-100S-75A | MMS-100S-75A | Standard breaking capacity, 55~75A, Class 10, Adjustable thermal release, Rotary handle | [12 empty] | 362.75 | 97.9425 | 97.9425
|  | MMS-100S-90A | MMS-100S-90A | MMS-100S-90A | Standard breaking capacity, 70~90A, Class 10, Adjustable thermal release, Rotary handle | [12 empty] | 362.75 | 97.9425 | 97.9425
|  | MMS-100S-100A | MMS-100S-100A | MMS-100S-100A | Standard breaking capacity, 80~100A, Class 10, Adjustable thermal release, Rotary handle | [12 empty] | 362.75 | 97.9425 | 97.9425
HIGH BREAKING TYPE
*Protective function: Phase-failure, short circuit, overload *Ambient temperature compensation
Frame size |  | Part# |  |  | Description | [12 empty] | List Price
32AF |  | MMS-32H-0.16A | MMS-32H-0.16A | MMS-32H-0.16A | High breaking capacity, 0.1~0.16A, Class 10, Adjustable thermal release, Rotary handle | [12 empty] | 79.28 | 21.4056 | 21.4056
|  | MMS-32H-0.25A | MMS-32H-0.25A | MMS-32H-0.25A | High breaking capacity, 0.16~0.25A, Class 10, Adjustable thermal release, Rotary handle | Standard type MMS, 0.16~0.25A Adjustable Thermal Release, Phase-Failure, short circuit, overload | Standard type MMS, 0.16~0.25A Adjustable Thermal Release, Phase-Failure, short circuit, overload | Standard type MMS, 0.16~0.25A Adjustable Thermal Release, Phase-Failure, short circuit, overload | Standard type MMS, 0.16~0.25A Adjustable Thermal Release, Phase-Failure, short circuit, overload | Standard type MMS, 0.16~0.25A Adjustable Thermal Release, Phase-Failure, short circuit, overload | Standard type MMS, 0.16~0.25A Adjustable Thermal Release, Phase-Failure, short circuit, overload | Standard type MMS, 0.16~0.25A Adjustable Thermal Release, Phase-Failure, short circuit, overload | Standard type MMS, 0.16~0.25A Adjustable Thermal Release, Phase-Failure, short circuit, overload | Standard type MMS, 0.16~0.25A Adjustable Thermal Release, Phase-Failure, short circuit, overload | Standard type MMS, 0.16~0.25A Adjustable Thermal Release, Phase-Failure, short circuit, overload | Standard type MMS, 0.16~0.25A Adjustable Thermal Release, Phase-Failure, short circuit, overload | Standard type MMS, 0.16~0.25A Adjustable Thermal Release, Phase-Failure, short circuit, overload | 79.28 | 21.4056 | 21.4056
|  | MMS-32H-0.4A | MMS-32H-0.4A | MMS-32H-0.4A | High breaking capacity, 0.25~0.4A, Class 10, Adjustable thermal release, Rotary handle | Standard type MMS, 0.16~0.25A Adjustable Thermal Release, Phase-Failure, short circuit, overload | Standard type MMS, 0.16~0.25A Adjustable Thermal Release, Phase-Failure, short circuit, overload | Standard type MMS, 0.16~0.25A Adjustable Thermal Release, Phase-Failure, short circuit, overload | Standard type MMS, 0.16~0.25A Adjustable Thermal Release, Phase-Failure, short circuit, overload | Standard type MMS, 0.16~0.25A Adjustable Thermal Release, Phase-Failure, short circuit, overload | Standard type MMS, 0.16~0.25A Adjustable Thermal Release, Phase-Failure, short circuit, overload | Standard type MMS, 0.16~0.25A Adjustable Thermal Release, Phase-Failure, short circuit, overload | Standard type MMS, 0.16~0.25A Adjustable Thermal Release, Phase-Failure, short circuit, overload | Standard type MMS, 0.16~0.25A Adjustable Thermal Release, Phase-Failure, short circuit, overload | Standard type MMS, 0.16~0.25A Adjustable Thermal Release, Phase-Failure, short circuit, overload | Standard type MMS, 0.16~0.25A Adjustable Thermal Release, Phase-Failure, short circuit, overload | Standard type MMS, 0.16~0.25A Adjustable Thermal Release, Phase-Failure, short circuit, overload | 79.28 | 21.4056 | 21.4056
|  | MMS-32H-0.63A | MMS-32H-0.63A | MMS-32H-0.63A | High breaking capacity, 0.4~0.63A, Class 10, Adjustable thermal release, Rotary handle | Standard type MMS, 0.16~0.25A Adjustable Thermal Release, Phase-Failure, short circuit, overload | Standard type MMS, 0.16~0.25A Adjustable Thermal Release, Phase-Failure, short circuit, overload | Standard type MMS, 0.16~0.25A Adjustable Thermal Release, Phase-Failure, short circuit, overload | Standard type MMS, 0.16~0.25A Adjustable Thermal Release, Phase-Failure, short circuit, overload | Standard type MMS, 0.16~0.25A Adjustable Thermal Release, Phase-Failure, short circuit, overload | Standard type MMS, 0.16~0.25A Adjustable Thermal Release, Phase-Failure, short circuit, overload | Standard type MMS, 0.16~0.25A Adjustable Thermal Release, Phase-Failure, short circuit, overload | Standard type MMS, 0.16~0.25A Adjustable Thermal Release, Phase-Failure, short circuit, overload | Standard type MMS, 0.16~0.25A Adjustable Thermal Release, Phase-Failure, short circuit, overload | Standard type MMS, 0.16~0.25A Adjustable Thermal Release, Phase-Failure, short circuit, overload | Standard type MMS, 0.16~0.25A Adjustable Thermal Release, Phase-Failure, short circuit, overload | Standard type MMS, 0.16~0.25A Adjustable Thermal Release, Phase-Failure, short circuit, overload | 79.28 | 21.4056 | 21.4056
|  | MMS-32H-1A | MMS-32H-1A | MMS-32H-1A | High breaking capacity, 0.1~1A, Class 10, Adjustable thermal release, Rotary handle | Standard type MMS, 0.16~0.25A Adjustable Thermal Release, Phase-Failure, short circuit, overload | Standard type MMS, 0.16~0.25A Adjustable Thermal Release, Phase-Failure, short circuit, overload | Standard type MMS, 0.16~0.25A Adjustable Thermal Release, Phase-Failure, short circuit, overload | Standard type MMS, 0.16~0.25A Adjustable Thermal Release, Phase-Failure, short circuit, overload | Standard type MMS, 0.16~0.25A Adjustable Thermal Release, Phase-Failure, short circuit, overload | Standard type MMS, 0.16~0.25A Adjustable Thermal Release, Phase-Failure, short circuit, overload | Standard type MMS, 0.16~0.25A Adjustable Thermal Release, Phase-Failure, short circuit, overload | Standard type MMS, 0.16~0.25A Adjustable Thermal Release, Phase-Failure, short circuit, overload | Standard type MMS, 0.16~0.25A Adjustable Thermal Release, Phase-Failure, short circuit, overload | Standard type MMS, 0.16~0.25A Adjustable Thermal Release, Phase-Failure, short circuit, overload | Standard type MMS, 0.16~0.25A Adjustable Thermal Release, Phase-Failure, short circuit, overload | Standard type MMS, 0.16~0.25A Adjustable Thermal Release, Phase-Failure, short circuit, overload | 79.28 | 21.4056 | 21.4056
|  | MMS-32H-1.6A | MMS-32H-1.6A | MMS-32H-1.6A | High breaking capacity, 0.63~1.6A, Class 10, Adjustable thermal release, Rotary handle | Standard type MMS, 0.16~0.25A Adjustable Thermal Release, Phase-Failure, short circuit, overload | Standard type MMS, 0.16~0.25A Adjustable Thermal Release, Phase-Failure, short circuit, overload | Standard type MMS, 0.16~0.25A Adjustable Thermal Release, Phase-Failure, short circuit, overload | Standard type MMS, 0.16~0.25A Adjustable Thermal Release, Phase-Failure, short circuit, overload | Standard type MMS, 0.16~0.25A Adjustable Thermal Release, Phase-Failure, short circuit, overload | Standard type MMS, 0.16~0.25A Adjustable Thermal Release, Phase-Failure, short circuit, overload | Standard type MMS, 0.16~0.25A Adjustable Thermal Release, Phase-Failure, short circuit, overload | Standard type MMS, 0.16~0.25A Adjustable Thermal Release, Phase-Failure, short circuit, overload | Standard type MMS, 0.16~0.25A Adjustable Thermal Release, Phase-Failure, short circuit, overload | Standard type MMS, 0.16~0.25A Adjustable Thermal Release, Phase-Failure, short circuit, overload | Standard type MMS, 0.16~0.25A Adjustable Thermal Release, Phase-Failure, short circuit, overload | Standard type MMS, 0.16~0.25A Adjustable Thermal Release, Phase-Failure, short circuit, overload | 91.6 | 24.732 | 24.732
|  | MMS-32H-2.5A | MMS-32H-2.5A | MMS-32H-2.5A | High breaking capacity, 1.6~2.5A, Class 10, Adjustable thermal release, Rotary handle | Standard type MMS, 0.16~0.25A Adjustable Thermal Release, Phase-Failure, short circuit, overload | Standard type MMS, 0.16~0.25A Adjustable Thermal Release, Phase-Failure, short circuit, overload | Standard type MMS, 0.16~0.25A Adjustable Thermal Release, Phase-Failure, short circuit, overload | Standard type MMS, 0.16~0.25A Adjustable Thermal Release, Phase-Failure, short circuit, overload | Standard type MMS, 0.16~0.25A Adjustable Thermal Release, Phase-Failure, short circuit, overload | Standard type MMS, 0.16~0.25A Adjustable Thermal Release, Phase-Failure, short circuit, overload | Standard type MMS, 0.16~0.25A Adjustable Thermal Release, Phase-Failure, short circuit, overload | Standard type MMS, 0.16~0.25A Adjustable Thermal Release, Phase-Failure, short circuit, overload | Standard type MMS, 0.16~0.25A Adjustable Thermal Release, Phase-Failure, short circuit, overload | Standard type MMS, 0.16~0.25A Adjustable Thermal Release, Phase-Failure, short circuit, overload | Standard type MMS, 0.16~0.25A Adjustable Thermal Release, Phase-Failure, short circuit, overload | Standard type MMS, 0.16~0.25A Adjustable Thermal Release, Phase-Failure, short circuit, overload | 91.6 | 24.732 | 24.732
|  | MMS-32H-4A | MMS-32H-4A | MMS-32H-4A | High breaking capacity, 2.5~4A, Class 10, Adjustable thermal release, Rotary handle | Standard type MMS, 0.16~0.25A Adjustable Thermal Release, Phase-Failure, short circuit, overload | Standard type MMS, 0.16~0.25A Adjustable Thermal Release, Phase-Failure, short circuit, overload | Standard type MMS, 0.16~0.25A Adjustable Thermal Release, Phase-Failure, short circuit, overload | Standard type MMS, 0.16~0.25A Adjustable Thermal Release, Phase-Failure, short circuit, overload | Standard type MMS, 0.16~0.25A Adjustable Thermal Release, Phase-Failure, short circuit, overload | Standard type MMS, 0.16~0.25A Adjustable Thermal Release, Phase-Failure, short circuit, overload | Standard type MMS, 0.16~0.25A Adjustable Thermal Release, Phase-Failure, short circuit, overload | Standard type MMS, 0.16~0.25A Adjustable Thermal Release, Phase-Failure, short circuit, overload | Standard type MMS, 0.16~0.25A Adjustable Thermal Release, Phase-Failure, short circuit, overload | Standard type MMS, 0.16~0.25A Adjustable Thermal Release, Phase-Failure, short circuit, overload | Standard type MMS, 0.16~0.25A Adjustable Thermal Release, Phase-Failure, short circuit, overload | Standard type MMS, 0.16~0.25A Adjustable Thermal Release, Phase-Failure, short circuit, overload | 91.6 | 24.732 | 24.732
|  | MMS-32H-6A | MMS-32H-6A | MMS-32H-6A | High breaking capacity, 4~6A, Class 10, Adjustable thermal release, Rotary handle | Standard type MMS, 0.16~0.25A Adjustable Thermal Release, Phase-Failure, short circuit, overload | Standard type MMS, 0.16~0.25A Adjustable Thermal Release, Phase-Failure, short circuit, overload | Standard type MMS, 0.16~0.25A Adjustable Thermal Release, Phase-Failure, short circuit, overload | Standard type MMS, 0.16~0.25A Adjustable Thermal Release, Phase-Failure, short circuit, overload | Standard type MMS, 0.16~0.25A Adjustable Thermal Release, Phase-Failure, short circuit, overload | Standard type MMS, 0.16~0.25A Adjustable Thermal Release, Phase-Failure, short circuit, overload | Standard type MMS, 0.16~0.25A Adjustable Thermal Release, Phase-Failure, short circuit, overload | Standard type MMS, 0.16~0.25A Adjustable Thermal Release, Phase-Failure, short circuit, overload | Standard type MMS, 0.16~0.25A Adjustable Thermal Release, Phase-Failure, short circuit, overload | Standard type MMS, 0.16~0.25A Adjustable Thermal Release, Phase-Failure, short circuit, overload | Standard type MMS, 0.16~0.25A Adjustable Thermal Release, Phase-Failure, short circuit, overload | Standard type MMS, 0.16~0.25A Adjustable Thermal Release, Phase-Failure, short circuit, overload | 91.6 | 24.732 | 24.732
|  | MMS-32H-8A | MMS-32H-8A | MMS-32H-8A | High breaking capacity, 5~8A, Class 10, Adjustable thermal release, Rotary handle | Standard type MMS, 0.16~0.25A Adjustable Thermal Release, Phase-Failure, short circuit, overload | Standard type MMS, 0.16~0.25A Adjustable Thermal Release, Phase-Failure, short circuit, overload | Standard type MMS, 0.16~0.25A Adjustable Thermal Release, Phase-Failure, short circuit, overload | Standard type MMS, 0.16~0.25A Adjustable Thermal Release, Phase-Failure, short circuit, overload | Standard type MMS, 0.16~0.25A Adjustable Thermal Release, Phase-Failure, short circuit, overload | Standard type MMS, 0.16~0.25A Adjustable Thermal Release, Phase-Failure, short circuit, overload | Standard type MMS, 0.16~0.25A Adjustable Thermal Release, Phase-Failure, short circuit, overload | Standard type MMS, 0.16~0.25A Adjustable Thermal Release, Phase-Failure, short circuit, overload | Standard type MMS, 0.16~0.25A Adjustable Thermal Release, Phase-Failure, short circuit, overload | Standard type MMS, 0.16~0.25A Adjustable Thermal Release, Phase-Failure, short circuit, overload | Standard type MMS, 0.16~0.25A Adjustable Thermal Release, Phase-Failure, short circuit, overload | Standard type MMS, 0.16~0.25A Adjustable Thermal Release, Phase-Failure, short circuit, overload | 91.6 | 24.732 | 24.732
|  | MMS-32H-10A | MMS-32H-10A | MMS-32H-10A | High breaking capacity, 6~10A, Class 10, Adjustable thermal release, Rotary handle | Standard type MMS, 0.16~0.25A Adjustable Thermal Release, Phase-Failure, short circuit, overload | Standard type MMS, 0.16~0.25A Adjustable Thermal Release, Phase-Failure, short circuit, overload | Standard type MMS, 0.16~0.25A Adjustable Thermal Release, Phase-Failure, short circuit, overload | Standard type MMS, 0.16~0.25A Adjustable Thermal Release, Phase-Failure, short circuit, overload | Standard type MMS, 0.16~0.25A Adjustable Thermal Release, Phase-Failure, short circuit, overload | Standard type MMS, 0.16~0.25A Adjustable Thermal Release, Phase-Failure, short circuit, overload | Standard type MMS, 0.16~0.25A Adjustable Thermal Release, Phase-Failure, short circuit, overload | Standard type MMS, 0.16~0.25A Adjustable Thermal Release, Phase-Failure, short circuit, overload | Standard type MMS, 0.16~0.25A Adjustable Thermal Release, Phase-Failure, short circuit, overload | Standard type MMS, 0.16~0.25A Adjustable Thermal Release, Phase-Failure, short circuit, overload | Standard type MMS, 0.16~0.25A Adjustable Thermal Release, Phase-Failure, short circuit, overload | Standard type MMS, 0.16~0.25A Adjustable Thermal Release, Phase-Failure, short circuit, overload | 91.6 | 24.732 | 24.732
|  | MMS-32H-13A | MMS-32H-13A | MMS-32H-13A | High breaking capacity, 9~13A, Class 10, Adjustable thermal release, Rotary handle | Standard type MMS, 0.16~0.25A Adjustable Thermal Release, Phase-Failure, short circuit, overload | Standard type MMS, 0.16~0.25A Adjustable Thermal Release, Phase-Failure, short circuit, overload | Standard type MMS, 0.16~0.25A Adjustable Thermal Release, Phase-Failure, short circuit, overload | Standard type MMS, 0.16~0.25A Adjustable Thermal Release, Phase-Failure, short circuit, overload | Standard type MMS, 0.16~0.25A Adjustable Thermal Release, Phase-Failure, short circuit, overload | Standard type MMS, 0.16~0.25A Adjustable Thermal Release, Phase-Failure, short circuit, overload | Standard type MMS, 0.16~0.25A Adjustable Thermal Release, Phase-Failure, short circuit, overload | Standard type MMS, 0.16~0.25A Adjustable Thermal Release, Phase-Failure, short circuit, overload | Standard type MMS, 0.16~0.25A Adjustable Thermal Release, Phase-Failure, short circuit, overload | Standard type MMS, 0.16~0.25A Adjustable Thermal Release, Phase-Failure, short circuit, overload | Standard type MMS, 0.16~0.25A Adjustable Thermal Release, Phase-Failure, short circuit, overload | Standard type MMS, 0.16~0.25A Adjustable Thermal Release, Phase-Failure, short circuit, overload | 91.6 | 24.732 | 24.732
|  | MMS-32H-17A | MMS-32H-17A | MMS-32H-17A | High breaking capacity, 11~17A, Class 10, Adjustable thermal release, Rotary handle | Standard type MMS, 0.16~0.25A Adjustable Thermal Release, Phase-Failure, short circuit, overload | Standard type MMS, 0.16~0.25A Adjustable Thermal Release, Phase-Failure, short circuit, overload | Standard type MMS, 0.16~0.25A Adjustable Thermal Release, Phase-Failure, short circuit, overload | Standard type MMS, 0.16~0.25A Adjustable Thermal Release, Phase-Failure, short circuit, overload | Standard type MMS, 0.16~0.25A Adjustable Thermal Release, Phase-Failure, short circuit, overload | Standard type MMS, 0.16~0.25A Adjustable Thermal Release, Phase-Failure, short circuit, overload | Standard type MMS, 0.16~0.25A Adjustable Thermal Release, Phase-Failure, short circuit, overload | Standard type MMS, 0.16~0.25A Adjustable Thermal Release, Phase-Failure, short circuit, overload | Standard type MMS, 0.16~0.25A Adjustable Thermal Release, Phase-Failure, short circuit, overload | Standard type MMS, 0.16~0.25A Adjustable Thermal Release, Phase-Failure, short circuit, overload | Standard type MMS, 0.16~0.25A Adjustable Thermal Release, Phase-Failure, short circuit, overload | Standard type MMS, 0.16~0.25A Adjustable Thermal Release, Phase-Failure, short circuit, overload | 91.6 | 24.732 | 24.732
|  | MMS-32H-22A | MMS-32H-22A | MMS-32H-22A | High breaking capacity, 14~22A, Class 10, Adjustable thermal release, Rotary handle | Standard type MMS, 0.16~0.25A Adjustable Thermal Release, Phase-Failure, short circuit, overload | Standard type MMS, 0.16~0.25A Adjustable Thermal Release, Phase-Failure, short circuit, overload | Standard type MMS, 0.16~0.25A Adjustable Thermal Release, Phase-Failure, short circuit, overload | Standard type MMS, 0.16~0.25A Adjustable Thermal Release, Phase-Failure, short circuit, overload | Standard type MMS, 0.16~0.25A Adjustable Thermal Release, Phase-Failure, short circuit, overload | Standard type MMS, 0.16~0.25A Adjustable Thermal Release, Phase-Failure, short circuit, overload | Standard type MMS, 0.16~0.25A Adjustable Thermal Release, Phase-Failure, short circuit, overload | Standard type MMS, 0.16~0.25A Adjustable Thermal Release, Phase-Failure, short circuit, overload | Standard type MMS, 0.16~0.25A Adjustable Thermal Release, Phase-Failure, short circuit, overload | Standard type MMS, 0.16~0.25A Adjustable Thermal Release, Phase-Failure, short circuit, overload | Standard type MMS, 0.16~0.25A Adjustable Thermal Release, Phase-Failure, short circuit, overload | Standard type MMS, 0.16~0.25A Adjustable Thermal Release, Phase-Failure, short circuit, overload | 91.6 | 24.732 | 24.732
|  | MMS-32H-26A | MMS-32H-26A | MMS-32H-26A | High breaking capacity, 18~26A, Class 10, Adjustable thermal release, Rotary handle | Standard type MMS, 0.16~0.25A Adjustable Thermal Release, Phase-Failure, short circuit, overload | Standard type MMS, 0.16~0.25A Adjustable Thermal Release, Phase-Failure, short circuit, overload | Standard type MMS, 0.16~0.25A Adjustable Thermal Release, Phase-Failure, short circuit, overload | Standard type MMS, 0.16~0.25A Adjustable Thermal Release, Phase-Failure, short circuit, overload | Standard type MMS, 0.16~0.25A Adjustable Thermal Release, Phase-Failure, short circuit, overload | Standard type MMS, 0.16~0.25A Adjustable Thermal Release, Phase-Failure, short circuit, overload | Standard type MMS, 0.16~0.25A Adjustable Thermal Release, Phase-Failure, short circuit, overload | Standard type MMS, 0.16~0.25A Adjustable Thermal Release, Phase-Failure, short circuit, overload | Standard type MMS, 0.16~0.25A Adjustable Thermal Release, Phase-Failure, short circuit, overload | Standard type MMS, 0.16~0.25A Adjustable Thermal Release, Phase-Failure, short circuit, overload | Standard type MMS, 0.16~0.25A Adjustable Thermal Release, Phase-Failure, short circuit, overload | Standard type MMS, 0.16~0.25A Adjustable Thermal Release, Phase-Failure, short circuit, overload | 91.6 | 24.732 | 24.732
|  | MMS-32H-32A | MMS-32H-32A | MMS-32H-32A | High breaking capacity, 22~32A, Class 10, Adjustable thermal release, Rotary handle | Standard type MMS, 0.16~0.25A Adjustable Thermal Release, Phase-Failure, short circuit, overload | Standard type MMS, 0.16~0.25A Adjustable Thermal Release, Phase-Failure, short circuit, overload | Standard type MMS, 0.16~0.25A Adjustable Thermal Release, Phase-Failure, short circuit, overload | Standard type MMS, 0.16~0.25A Adjustable Thermal Release, Phase-Failure, short circuit, overload | Standard type MMS, 0.16~0.25A Adjustable Thermal Release, Phase-Failure, short circuit, overload | Standard type MMS, 0.16~0.25A Adjustable Thermal Release, Phase-Failure, short circuit, overload | Standard type MMS, 0.16~0.25A Adjustable Thermal Release, Phase-Failure, short circuit, overload | Standard type MMS, 0.16~0.25A Adjustable Thermal Release, Phase-Failure, short circuit, overload | Standard type MMS, 0.16~0.25A Adjustable Thermal Release, Phase-Failure, short circuit, overload | Standard type MMS, 0.16~0.25A Adjustable Thermal Release, Phase-Failure, short circuit, overload | Standard type MMS, 0.16~0.25A Adjustable Thermal Release, Phase-Failure, short circuit, overload | Standard type MMS, 0.16~0.25A Adjustable Thermal Release, Phase-Failure, short circuit, overload | 91.6 | 24.732 | 24.732
|  | MMS-32H-40A | MMS-32H-40A | MMS-32H-40A | High breaking capacity, 28~40A, Class 10, Adjustable thermal release, Rotary handle | Standard type MMS, 0.16~0.25A Adjustable Thermal Release, Phase-Failure, short circuit, overload | Standard type MMS, 0.16~0.25A Adjustable Thermal Release, Phase-Failure, short circuit, overload | Standard type MMS, 0.16~0.25A Adjustable Thermal Release, Phase-Failure, short circuit, overload | Standard type MMS, 0.16~0.25A Adjustable Thermal Release, Phase-Failure, short circuit, overload | Standard type MMS, 0.16~0.25A Adjustable Thermal Release, Phase-Failure, short circuit, overload | Standard type MMS, 0.16~0.25A Adjustable Thermal Release, Phase-Failure, short circuit, overload | Standard type MMS, 0.16~0.25A Adjustable Thermal Release, Phase-Failure, short circuit, overload | Standard type MMS, 0.16~0.25A Adjustable Thermal Release, Phase-Failure, short circuit, overload | Standard type MMS, 0.16~0.25A Adjustable Thermal Release, Phase-Failure, short circuit, overload | Standard type MMS, 0.16~0.25A Adjustable Thermal Release, Phase-Failure, short circuit, overload | Standard type MMS, 0.16~0.25A Adjustable Thermal Release, Phase-Failure, short circuit, overload | Standard type MMS, 0.16~0.25A Adjustable Thermal Release, Phase-Failure, short circuit, overload | 91.6 | 24.732 | 24.732
63AF |  | MMS-63H-10A | MMS-63H-10A | MMS-63H-10A | High breaking capacity, 6~10A, Class 10, Adjustable thermal release, Rotary handle | [12 empty] | 214.92 | 58.0284 | 58.0284
|  | MMS-63H-13A | MMS-63H-13A | MMS-63H-13A | High breaking capacity, 9~13A, Class 10, Adjustable thermal release, Rotary handle | [12 empty] | 214.92 | 58.0284 | 58.0284
|  | MMS-63H-17A | MMS-63H-17A | MMS-63H-17A | High breaking capacity, 11~17A, Class 10, Adjustable thermal release, Rotary handle | [12 empty] | 214.92 | 58.0284 | 58.0284
|  | MMS-63H-22A | MMS-63H-22A | MMS-63H-22A | High breaking capacity, 14~22A, Class 10, Adjustable thermal release, Rotary handle | [12 empty] | 214.92 | 58.0284 | 58.0284
|  | MMS-63H-26A | MMS-63H-26A | MMS-63H-26A | High breaking capacity, 18~26A, Class 10, Adjustable thermal release, Rotary handle | [12 empty] | 214.92 | 58.0284 | 58.0284
|  | MMS-63H-32A | MMS-63H-32A | MMS-63H-32A | High breaking capacity, 22~32A, Class 10, Adjustable thermal release, Rotary handle | [12 empty] | 214.92 | 58.0284 | 58.0284
|  | MMS-63H-40A | MMS-63H-40A | MMS-63H-40A | High breaking capacity, 28~40A, Class 10, Adjustable thermal release, Rotary handle | [12 empty] | 214.92 | 58.0284 | 58.0284
|  | MMS-63H-50A | MMS-63H-50A | MMS-63H-50A | High breaking capacity, 34~50A, Class 10, Adjustable thermal release, Rotary handle | [12 empty] | 214.92 | 58.0284 | 58.0284
|  | MMS-63H-63A | MMS-63H-63A | MMS-63H-63A | High breaking capacity, 45~63A, Class 10, Adjustable thermal release, Rotary handle | [12 empty] | 214.92 | 58.0284 | 58.0284
|  | MMS-63H-65A | MMS-63H-65A | MMS-63H-65A | High breaking capacity, 47~65A, Class 10, Adjustable thermal release, Rotary handle | [12 empty] | 214.92 | 58.0284 | 58.0284
100AF |  | MMS-100H-17A | MMS-100H-17A | MMS-100H-17A | High breaking capacity, 11~17A, Class 10, Adjustable thermal release, Rotary handle | [12 empty] | 417.17 | 112.6359 | 112.6359
|  | MMS-100H-22A | MMS-100H-22A | MMS-100H-22A | High breaking capacity, 14~22A, Class 10, Adjustable thermal release, Rotary handle | [12 empty] | 417.17 | 112.6359 | 112.6359
|  | MMS-100H-26A | MMS-100H-26A | MMS-100H-26A | High breaking capacity, 18~26A, Class 10, Adjustable thermal release, Rotary handle | [12 empty] | 417.17 | 112.6359 | 112.6359
|  | MMS-100H-32A | MMS-100H-32A | MMS-100H-32A | High breaking capacity, 22~32A, Class 10, Adjustable thermal release, Rotary handle | [12 empty] | 417.17 | 112.6359 | 112.6359
|  | MMS-100H-40A | MMS-100H-40A | MMS-100H-40A | High breaking capacity, 28~40A, Class 10, Adjustable thermal release, Rotary handle | [12 empty] | 417.17 | 112.6359 | 112.6359
|  | MMS-100H-50A | MMS-100H-50A | MMS-100H-50A | High breaking capacity, 34~50A, Class 10, Adjustable thermal release, Rotary handle | [12 empty] | 417.17 | 112.6359 | 112.6359
|  | MMS-100H-63A | MMS-100H-63A | MMS-100H-63A | High breaking capacity, 45~63A, Class 10, Adjustable thermal release, Rotary handle | [12 empty] | 417.17 | 112.6359 | 112.6359
|  | MMS-100H-75A | MMS-100H-75A | MMS-100H-75A | High breaking capacity, 55~75A, Class 10, Adjustable thermal release, Rotary handle | [12 empty] | 417.17 | 112.6359 | 112.6359
|  | MMS-100H-90A | MMS-100H-90A | MMS-100H-90A | High breaking capacity, 70~90A, Class 10, Adjustable thermal release, Rotary handle | [12 empty] | 417.17 | 112.6359 | 112.6359
|  | MMS-100H-100A | MMS-100H-100A | MMS-100H-100A | High breaking capacity, 80~100A, Class 10 Adjustable thermal release, Rotary handle | [12 empty] | 417.17 | 112.6359 | 112.6359
INSTANTANEOUS TYPE (Non-stock item, order base)
*Protective function: Short circuit
Frame size |  | Part# |  |  | Description | [12 empty] | List Price
32AF |  | MMS-32HI-0.16A | MMS-32HI-0.16A | MMS-32HI-0.16A | Instantaneous type, High breaking, 0.1~0.16A, Without thermal releases, Rotary handle | Instantaneous type MMS, 0.1~0.16A Without thermal releases, Short circuit | Instantaneous type MMS, 0.1~0.16A Without thermal releases, Short circuit | Instantaneous type MMS, 0.1~0.16A Without thermal releases, Short circuit | Instantaneous type MMS, 0.1~0.16A Without thermal releases, Short circuit | Instantaneous type MMS, 0.1~0.16A Without thermal releases, Short circuit | Instantaneous type MMS, 0.1~0.16A Without thermal releases, Short circuit | Instantaneous type MMS, 0.1~0.16A Without thermal releases, Short circuit | Instantaneous type MMS, 0.1~0.16A Without thermal releases, Short circuit | Instantaneous type MMS, 0.1~0.16A Without thermal releases, Short circuit | Instantaneous type MMS, 0.1~0.16A Without thermal releases, Short circuit | Instantaneous type MMS, 0.1~0.16A Without thermal releases, Short circuit | Instantaneous type MMS, 0.1~0.16A Without thermal releases, Short circuit | 65.21 | 17.6067 | 17.6067
|  | MMS-32HI-0.25A | MMS-32HI-0.25A | MMS-32HI-0.25A | Instantaneous type, High breaking, 0.16~0.25A, Without thermal releases, Rotary handle | Instantaneous type MMS, 0.16~0.25A Without thermal releases, Short circuit | Instantaneous type MMS, 0.16~0.25A Without thermal releases, Short circuit | Instantaneous type MMS, 0.16~0.25A Without thermal releases, Short circuit | Instantaneous type MMS, 0.16~0.25A Without thermal releases, Short circuit | Instantaneous type MMS, 0.16~0.25A Without thermal releases, Short circuit | Instantaneous type MMS, 0.16~0.25A Without thermal releases, Short circuit | Instantaneous type MMS, 0.16~0.25A Without thermal releases, Short circuit | Instantaneous type MMS, 0.16~0.25A Without thermal releases, Short circuit | Instantaneous type MMS, 0.16~0.25A Without thermal releases, Short circuit | Instantaneous type MMS, 0.16~0.25A Without thermal releases, Short circuit | Instantaneous type MMS, 0.16~0.25A Without thermal releases, Short circuit | Instantaneous type MMS, 0.16~0.25A Without thermal releases, Short circuit | 65.21 | 17.6067 | 17.6067
|  | MMS-32HI-0.4A | MMS-32HI-0.4A | MMS-32HI-0.4A | Instantaneous type, High breaking, 0.25~0.4A, Without thermal releases, Rotary handle | Instantaneous type MMS, 0.25~0.4A Without thermal releases, Short circuit | Instantaneous type MMS, 0.25~0.4A Without thermal releases, Short circuit | Instantaneous type MMS, 0.25~0.4A Without thermal releases, Short circuit | Instantaneous type MMS, 0.25~0.4A Without thermal releases, Short circuit | Instantaneous type MMS, 0.25~0.4A Without thermal releases, Short circuit | Instantaneous type MMS, 0.25~0.4A Without thermal releases, Short circuit | Instantaneous type MMS, 0.25~0.4A Without thermal releases, Short circuit | Instantaneous type MMS, 0.25~0.4A Without thermal releases, Short circuit | Instantaneous type MMS, 0.25~0.4A Without thermal releases, Short circuit | Instantaneous type MMS, 0.25~0.4A Without thermal releases, Short circuit | Instantaneous type MMS, 0.25~0.4A Without thermal releases, Short circuit | Instantaneous type MMS, 0.25~0.4A Without thermal releases, Short circuit | 65.21 | 17.6067 | 17.6067
|  | MMS-32HI-0.63A | MMS-32HI-0.63A | MMS-32HI-0.63A | Instantaneous type, High breaking, 0.4~0.63A, Without thermal releases, Rotary handle | Instantaneous type MMS, 0.4~0.63A Without thermal releases, Short circuit | Instantaneous type MMS, 0.4~0.63A Without thermal releases, Short circuit | Instantaneous type MMS, 0.4~0.63A Without thermal releases, Short circuit | Instantaneous type MMS, 0.4~0.63A Without thermal releases, Short circuit | Instantaneous type MMS, 0.4~0.63A Without thermal releases, Short circuit | Instantaneous type MMS, 0.4~0.63A Without thermal releases, Short circuit | Instantaneous type MMS, 0.4~0.63A Without thermal releases, Short circuit | Instantaneous type MMS, 0.4~0.63A Without thermal releases, Short circuit | Instantaneous type MMS, 0.4~0.63A Without thermal releases, Short circuit | Instantaneous type MMS, 0.4~0.63A Without thermal releases, Short circuit | Instantaneous type MMS, 0.4~0.63A Without thermal releases, Short circuit | Instantaneous type MMS, 0.4~0.63A Without thermal releases, Short circuit | 65.21 | 17.6067 | 17.6067
|  | MMS-32HI-1A | MMS-32HI-1A | MMS-32HI-1A | Instantaneous type, High breaking, 0.1~1A, Without thermal releases, Rotary handle | Instantaneous type MMS, 0.1~1A Without thermal releases, Short circuit | Instantaneous type MMS, 0.1~1A Without thermal releases, Short circuit | Instantaneous type MMS, 0.1~1A Without thermal releases, Short circuit | Instantaneous type MMS, 0.1~1A Without thermal releases, Short circuit | Instantaneous type MMS, 0.1~1A Without thermal releases, Short circuit | Instantaneous type MMS, 0.1~1A Without thermal releases, Short circuit | Instantaneous type MMS, 0.1~1A Without thermal releases, Short circuit | Instantaneous type MMS, 0.1~1A Without thermal releases, Short circuit | Instantaneous type MMS, 0.1~1A Without thermal releases, Short circuit | Instantaneous type MMS, 0.1~1A Without thermal releases, Short circuit | Instantaneous type MMS, 0.1~1A Without thermal releases, Short circuit | Instantaneous type MMS, 0.1~1A Without thermal releases, Short circuit | 65.21 | 17.6067 | 17.6067
|  | MMS-32HI-1.6A | MMS-32HI-1.6A | MMS-32HI-1.6A | Instantaneous type, High breaking, 0.63~1.6A, Without thermal releases, Rotary handle | Instantaneous type MMS, 0.63~1.6A Without thermal releases, Short circuit | Instantaneous type MMS, 0.63~1.6A Without thermal releases, Short circuit | Instantaneous type MMS, 0.63~1.6A Without thermal releases, Short circuit | Instantaneous type MMS, 0.63~1.6A Without thermal releases, Short circuit | Instantaneous type MMS, 0.63~1.6A Without thermal releases, Short circuit | Instantaneous type MMS, 0.63~1.6A Without thermal releases, Short circuit | Instantaneous type MMS, 0.63~1.6A Without thermal releases, Short circuit | Instantaneous type MMS, 0.63~1.6A Without thermal releases, Short circuit | Instantaneous type MMS, 0.63~1.6A Without thermal releases, Short circuit | Instantaneous type MMS, 0.63~1.6A Without thermal releases, Short circuit | Instantaneous type MMS, 0.63~1.6A Without thermal releases, Short circuit | Instantaneous type MMS, 0.63~1.6A Without thermal releases, Short circuit | 77.09 | 20.8143 | 20.8143
|  | MMS-32HI-2.5A | MMS-32HI-2.5A | MMS-32HI-2.5A | Instantaneous type, High breaking, 1.6~2.5A, Without thermal releases, Rotary handle | Instantaneous type MMS, 1.6~2.5A Without thermal releases, Short circuit | Instantaneous type MMS, 1.6~2.5A Without thermal releases, Short circuit | Instantaneous type MMS, 1.6~2.5A Without thermal releases, Short circuit | Instantaneous type MMS, 1.6~2.5A Without thermal releases, Short circuit | Instantaneous type MMS, 1.6~2.5A Without thermal releases, Short circuit | Instantaneous type MMS, 1.6~2.5A Without thermal releases, Short circuit | Instantaneous type MMS, 1.6~2.5A Without thermal releases, Short circuit | Instantaneous type MMS, 1.6~2.5A Without thermal releases, Short circuit | Instantaneous type MMS, 1.6~2.5A Without thermal releases, Short circuit | Instantaneous type MMS, 1.6~2.5A Without thermal releases, Short circuit | Instantaneous type MMS, 1.6~2.5A Without thermal releases, Short circuit | Instantaneous type MMS, 1.6~2.5A Without thermal releases, Short circuit | 77.09 | 20.8143 | 20.8143
|  | MMS-32HI-4A | MMS-32HI-4A | MMS-32HI-4A | Instantaneous type, High breaking, 2.5~4A, Without thermal releases, Rotary handle | Instantaneous type MMS, 2.5~4A Without thermal releases, Short circuit | Instantaneous type MMS, 2.5~4A Without thermal releases, Short circuit | Instantaneous type MMS, 2.5~4A Without thermal releases, Short circuit | Instantaneous type MMS, 2.5~4A Without thermal releases, Short circuit | Instantaneous type MMS, 2.5~4A Without thermal releases, Short circuit | Instantaneous type MMS, 2.5~4A Without thermal releases, Short circuit | Instantaneous type MMS, 2.5~4A Without thermal releases, Short circuit | Instantaneous type MMS, 2.5~4A Without thermal releases, Short circuit | Instantaneous type MMS, 2.5~4A Without thermal releases, Short circuit | Instantaneous type MMS, 2.5~4A Without thermal releases, Short circuit | Instantaneous type MMS, 2.5~4A Without thermal releases, Short circuit | Instantaneous type MMS, 2.5~4A Without thermal releases, Short circuit | 77.09 | 20.8143 | 20.8143
|  | MMS-32HI-6A | MMS-32HI-6A | MMS-32HI-6A | Instantaneous type, High breaking, 4~6A, Without thermal releases, Rotary handle | Instantaneous type MMS, 4~6A Without thermal releases, Short circuit | Instantaneous type MMS, 4~6A Without thermal releases, Short circuit | Instantaneous type MMS, 4~6A Without thermal releases, Short circuit | Instantaneous type MMS, 4~6A Without thermal releases, Short circuit | Instantaneous type MMS, 4~6A Without thermal releases, Short circuit | Instantaneous type MMS, 4~6A Without thermal releases, Short circuit | Instantaneous type MMS, 4~6A Without thermal releases, Short circuit | Instantaneous type MMS, 4~6A Without thermal releases, Short circuit | Instantaneous type MMS, 4~6A Without thermal releases, Short circuit | Instantaneous type MMS, 4~6A Without thermal releases, Short circuit | Instantaneous type MMS, 4~6A Without thermal releases, Short circuit | Instantaneous type MMS, 4~6A Without thermal releases, Short circuit | 77.09 | 20.8143 | 20.8143
|  | MMS-32HI-8A | MMS-32HI-8A | MMS-32HI-8A | Instantaneous type, High breaking, 5~8A, Without thermal releases, Rotary handle | Instantaneous type MMS, 5~8A Without thermal releases, Short circuit | Instantaneous type MMS, 5~8A Without thermal releases, Short circuit | Instantaneous type MMS, 5~8A Without thermal releases, Short circuit | Instantaneous type MMS, 5~8A Without thermal releases, Short circuit | Instantaneous type MMS, 5~8A Without thermal releases, Short circuit | Instantaneous type MMS, 5~8A Without thermal releases, Short circuit | Instantaneous type MMS, 5~8A Without thermal releases, Short circuit | Instantaneous type MMS, 5~8A Without thermal releases, Short circuit | Instantaneous type MMS, 5~8A Without thermal releases, Short circuit | Instantaneous type MMS, 5~8A Without thermal releases, Short circuit | Instantaneous type MMS, 5~8A Without thermal releases, Short circuit | Instantaneous type MMS, 5~8A Without thermal releases, Short circuit | 77.09 | 20.8143 | 20.8143
|  | MMS-32HI-10A | MMS-32HI-10A | MMS-32HI-10A | Instantaneous type, High breaking, 6~10A, Without thermal releases, Rotary handle | Instantaneous type MMS, 6~10A Without thermal releases, Short circuit | Instantaneous type MMS, 6~10A Without thermal releases, Short circuit | Instantaneous type MMS, 6~10A Without thermal releases, Short circuit | Instantaneous type MMS, 6~10A Without thermal releases, Short circuit | Instantaneous type MMS, 6~10A Without thermal releases, Short circuit | Instantaneous type MMS, 6~10A Without thermal releases, Short circuit | Instantaneous type MMS, 6~10A Without thermal releases, Short circuit | Instantaneous type MMS, 6~10A Without thermal releases, Short circuit | Instantaneous type MMS, 6~10A Without thermal releases, Short circuit | Instantaneous type MMS, 6~10A Without thermal releases, Short circuit | Instantaneous type MMS, 6~10A Without thermal releases, Short circuit | Instantaneous type MMS, 6~10A Without thermal releases, Short circuit | 77.09 | 20.8143 | 20.8143
|  | MMS-32HI-13A | MMS-32HI-13A | MMS-32HI-13A | Instantaneous type, High breaking, 9~13A, Without thermal releases, Rotary handle | Instantaneous type MMS, 9~13A Without thermal releases, Short circuit | Instantaneous type MMS, 9~13A Without thermal releases, Short circuit | Instantaneous type MMS, 9~13A Without thermal releases, Short circuit | Instantaneous type MMS, 9~13A Without thermal releases, Short circuit | Instantaneous type MMS, 9~13A Without thermal releases, Short circuit | Instantaneous type MMS, 9~13A Without thermal releases, Short circuit | Instantaneous type MMS, 9~13A Without thermal releases, Short circuit | Instantaneous type MMS, 9~13A Without thermal releases, Short circuit | Instantaneous type MMS, 9~13A Without thermal releases, Short circuit | Instantaneous type MMS, 9~13A Without thermal releases, Short circuit | Instantaneous type MMS, 9~13A Without thermal releases, Short circuit | Instantaneous type MMS, 9~13A Without thermal releases, Short circuit | 77.09 | 20.8143 | 20.8143
|  | MMS-32HI-17A | MMS-32HI-17A | MMS-32HI-17A | Instantaneous type, High breaking, 11~17A, Without thermal releases, Rotary handle | Instantaneous type MMS, 11~17A Without thermal releases, Short circuit | Instantaneous type MMS, 11~17A Without thermal releases, Short circuit | Instantaneous type MMS, 11~17A Without thermal releases, Short circuit | Instantaneous type MMS, 11~17A Without thermal releases, Short circuit | Instantaneous type MMS, 11~17A Without thermal releases, Short circuit | Instantaneous type MMS, 11~17A Without thermal releases, Short circuit | Instantaneous type MMS, 11~17A Without thermal releases, Short circuit | Instantaneous type MMS, 11~17A Without thermal releases, Short circuit | Instantaneous type MMS, 11~17A Without thermal releases, Short circuit | Instantaneous type MMS, 11~17A Without thermal releases, Short circuit | Instantaneous type MMS, 11~17A Without thermal releases, Short circuit | Instantaneous type MMS, 11~17A Without thermal releases, Short circuit | 77.09 | 20.8143 | 20.8143
|  | MMS-32HI-22A | MMS-32HI-22A | MMS-32HI-22A | Instantaneous type, High breaking, 14~22A, Without thermal releases, Rotary handle | Instantaneous type MMS, 14~22A Without thermal releases, Short circuit | Instantaneous type MMS, 14~22A Without thermal releases, Short circuit | Instantaneous type MMS, 14~22A Without thermal releases, Short circuit | Instantaneous type MMS, 14~22A Without thermal releases, Short circuit | Instantaneous type MMS, 14~22A Without thermal releases, Short circuit | Instantaneous type MMS, 14~22A Without thermal releases, Short circuit | Instantaneous type MMS, 14~22A Without thermal releases, Short circuit | Instantaneous type MMS, 14~22A Without thermal releases, Short circuit | Instantaneous type MMS, 14~22A Without thermal releases, Short circuit | Instantaneous type MMS, 14~22A Without thermal releases, Short circuit | Instantaneous type MMS, 14~22A Without thermal releases, Short circuit | Instantaneous type MMS, 14~22A Without thermal releases, Short circuit | 77.09 | 20.8143 | 20.8143
|  | MMS-32HI-26A | MMS-32HI-26A | MMS-32HI-26A | Instantaneous type, High breaking, 18~26A, Without thermal releases, Rotary handle | Instantaneous type MMS, 18~26A Without thermal releases, Short circuit | Instantaneous type MMS, 18~26A Without thermal releases, Short circuit | Instantaneous type MMS, 18~26A Without thermal releases, Short circuit | Instantaneous type MMS, 18~26A Without thermal releases, Short circuit | Instantaneous type MMS, 18~26A Without thermal releases, Short circuit | Instantaneous type MMS, 18~26A Without thermal releases, Short circuit | Instantaneous type MMS, 18~26A Without thermal releases, Short circuit | Instantaneous type MMS, 18~26A Without thermal releases, Short circuit | Instantaneous type MMS, 18~26A Without thermal releases, Short circuit | Instantaneous type MMS, 18~26A Without thermal releases, Short circuit | Instantaneous type MMS, 18~26A Without thermal releases, Short circuit | Instantaneous type MMS, 18~26A Without thermal releases, Short circuit | 77.09 | 20.8143 | 20.8143
|  | MMS-32HI-32A | MMS-32HI-32A | MMS-32HI-32A | Instantaneous type, High breaking, 22~32A, Without thermal releases, Rotary handle | Instantaneous type MMS, 22~32A Without thermal releases, Short circuit | Instantaneous type MMS, 22~32A Without thermal releases, Short circuit | Instantaneous type MMS, 22~32A Without thermal releases, Short circuit | Instantaneous type MMS, 22~32A Without thermal releases, Short circuit | Instantaneous type MMS, 22~32A Without thermal releases, Short circuit | Instantaneous type MMS, 22~32A Without thermal releases, Short circuit | Instantaneous type MMS, 22~32A Without thermal releases, Short circuit | Instantaneous type MMS, 22~32A Without thermal releases, Short circuit | Instantaneous type MMS, 22~32A Without thermal releases, Short circuit | Instantaneous type MMS, 22~32A Without thermal releases, Short circuit | Instantaneous type MMS, 22~32A Without thermal releases, Short circuit | Instantaneous type MMS, 22~32A Without thermal releases, Short circuit | 77.09 | 20.8143 | 20.8143
|  | MMS-32HI-40A | MMS-32HI-40A | MMS-32HI-40A | Instantaneous type, High breaking, 28~40A, Without thermal releases, Rotary handle | Instantaneous type MMS, 28~40A Without thermal releases, Short circuit | Instantaneous type MMS, 28~40A Without thermal releases, Short circuit | Instantaneous type MMS, 28~40A Without thermal releases, Short circuit | Instantaneous type MMS, 28~40A Without thermal releases, Short circuit | Instantaneous type MMS, 28~40A Without thermal releases, Short circuit | Instantaneous type MMS, 28~40A Without thermal releases, Short circuit | Instantaneous type MMS, 28~40A Without thermal releases, Short circuit | Instantaneous type MMS, 28~40A Without thermal releases, Short circuit | Instantaneous type MMS, 28~40A Without thermal releases, Short circuit | Instantaneous type MMS, 28~40A Without thermal releases, Short circuit | Instantaneous type MMS, 28~40A Without thermal releases, Short circuit | Instantaneous type MMS, 28~40A Without thermal releases, Short circuit | 77.09 | 20.8143 | 20.8143
63AF |  | MMS-63HI-10A | MMS-63HI-10A | MMS-63HI-10A | Instantaneous type, High breaking, 6~10A, Without thermal releases, Rotary handle | Instantaneous type MMS, 6~10A Without thermal releases, Short circuit | Instantaneous type MMS, 6~10A Without thermal releases, Short circuit | Instantaneous type MMS, 6~10A Without thermal releases, Short circuit | Instantaneous type MMS, 6~10A Without thermal releases, Short circuit | Instantaneous type MMS, 6~10A Without thermal releases, Short circuit | Instantaneous type MMS, 6~10A Without thermal releases, Short circuit | Instantaneous type MMS, 6~10A Without thermal releases, Short circuit | Instantaneous type MMS, 6~10A Without thermal releases, Short circuit | Instantaneous type MMS, 6~10A Without thermal releases, Short circuit | Instantaneous type MMS, 6~10A Without thermal releases, Short circuit | Instantaneous type MMS, 6~10A Without thermal releases, Short circuit | Instantaneous type MMS, 6~10A Without thermal releases, Short circuit | 181.67 | 49.0509 | 49.0509
|  | MMS-63HI-13A | MMS-63HI-13A | MMS-63HI-13A | Instantaneous type, High breaking, 9~13A, Without thermal releases, Rotary handle | Instantaneous type MMS, 9~13A Without thermal releases, Short circuit | Instantaneous type MMS, 9~13A Without thermal releases, Short circuit | Instantaneous type MMS, 9~13A Without thermal releases, Short circuit | Instantaneous type MMS, 9~13A Without thermal releases, Short circuit | Instantaneous type MMS, 9~13A Without thermal releases, Short circuit | Instantaneous type MMS, 9~13A Without thermal releases, Short circuit | Instantaneous type MMS, 9~13A Without thermal releases, Short circuit | Instantaneous type MMS, 9~13A Without thermal releases, Short circuit | Instantaneous type MMS, 9~13A Without thermal releases, Short circuit | Instantaneous type MMS, 9~13A Without thermal releases, Short circuit | Instantaneous type MMS, 9~13A Without thermal releases, Short circuit | Instantaneous type MMS, 9~13A Without thermal releases, Short circuit | 181.67 | 49.0509 | 49.0509
|  | MMS-63HI-17A | MMS-63HI-17A | MMS-63HI-17A | Instantaneous type, High breaking, 11~17A, Without thermal releases, Rotary handle | Instantaneous type MMS, 11~17A Without thermal releases, Short circuit | Instantaneous type MMS, 11~17A Without thermal releases, Short circuit | Instantaneous type MMS, 11~17A Without thermal releases, Short circuit | Instantaneous type MMS, 11~17A Without thermal releases, Short circuit | Instantaneous type MMS, 11~17A Without thermal releases, Short circuit | Instantaneous type MMS, 11~17A Without thermal releases, Short circuit | Instantaneous type MMS, 11~17A Without thermal releases, Short circuit | Instantaneous type MMS, 11~17A Without thermal releases, Short circuit | Instantaneous type MMS, 11~17A Without thermal releases, Short circuit | Instantaneous type MMS, 11~17A Without thermal releases, Short circuit | Instantaneous type MMS, 11~17A Without thermal releases, Short circuit | Instantaneous type MMS, 11~17A Without thermal releases, Short circuit | 181.67 | 49.0509 | 49.0509
|  | MMS-63HI-22A | MMS-63HI-22A | MMS-63HI-22A | Instantaneous type, High breaking, 14~22A, Without thermal releases, Rotary handle | Instantaneous type MMS, 14~22A Without thermal releases, Short circuit | Instantaneous type MMS, 14~22A Without thermal releases, Short circuit | Instantaneous type MMS, 14~22A Without thermal releases, Short circuit | Instantaneous type MMS, 14~22A Without thermal releases, Short circuit | Instantaneous type MMS, 14~22A Without thermal releases, Short circuit | Instantaneous type MMS, 14~22A Without thermal releases, Short circuit | Instantaneous type MMS, 14~22A Without thermal releases, Short circuit | Instantaneous type MMS, 14~22A Without thermal releases, Short circuit | Instantaneous type MMS, 14~22A Without thermal releases, Short circuit | Instantaneous type MMS, 14~22A Without thermal releases, Short circuit | Instantaneous type MMS, 14~22A Without thermal releases, Short circuit | Instantaneous type MMS, 14~22A Without thermal releases, Short circuit | 181.67 | 49.0509 | 49.0509
|  | MMS-63HI-26A | MMS-63HI-26A | MMS-63HI-26A | Instantaneous type, High breaking, 18~26A, Without thermal releases, Rotary handle | Instantaneous type MMS, 18~26A Without thermal releases, Short circuit | Instantaneous type MMS, 18~26A Without thermal releases, Short circuit | Instantaneous type MMS, 18~26A Without thermal releases, Short circuit | Instantaneous type MMS, 18~26A Without thermal releases, Short circuit | Instantaneous type MMS, 18~26A Without thermal releases, Short circuit | Instantaneous type MMS, 18~26A Without thermal releases, Short circuit | Instantaneous type MMS, 18~26A Without thermal releases, Short circuit | Instantaneous type MMS, 18~26A Without thermal releases, Short circuit | Instantaneous type MMS, 18~26A Without thermal releases, Short circuit | Instantaneous type MMS, 18~26A Without thermal releases, Short circuit | Instantaneous type MMS, 18~26A Without thermal releases, Short circuit | Instantaneous type MMS, 18~26A Without thermal releases, Short circuit | 181.67 | 49.0509 | 49.0509
|  | MMS-63HI-32A | MMS-63HI-32A | MMS-63HI-32A | Instantaneous type, High breaking, 22~32A, Without thermal releases, Rotary handle | Instantaneous type MMS, 22~32A Without thermal releases, Short circuit | Instantaneous type MMS, 22~32A Without thermal releases, Short circuit | Instantaneous type MMS, 22~32A Without thermal releases, Short circuit | Instantaneous type MMS, 22~32A Without thermal releases, Short circuit | Instantaneous type MMS, 22~32A Without thermal releases, Short circuit | Instantaneous type MMS, 22~32A Without thermal releases, Short circuit | Instantaneous type MMS, 22~32A Without thermal releases, Short circuit | Instantaneous type MMS, 22~32A Without thermal releases, Short circuit | Instantaneous type MMS, 22~32A Without thermal releases, Short circuit | Instantaneous type MMS, 22~32A Without thermal releases, Short circuit | Instantaneous type MMS, 22~32A Without thermal releases, Short circuit | Instantaneous type MMS, 22~32A Without thermal releases, Short circuit | 181.67 | 49.0509 | 49.0509
|  | MMS-63HI-40A | MMS-63HI-40A | MMS-63HI-40A | Instantaneous type, High breaking, 28~40A, Without thermal releases, Rotary handle | Instantaneous type MMS, 28~40A Without thermal releases, Short circuit | Instantaneous type MMS, 28~40A Without thermal releases, Short circuit | Instantaneous type MMS, 28~40A Without thermal releases, Short circuit | Instantaneous type MMS, 28~40A Without thermal releases, Short circuit | Instantaneous type MMS, 28~40A Without thermal releases, Short circuit | Instantaneous type MMS, 28~40A Without thermal releases, Short circuit | Instantaneous type MMS, 28~40A Without thermal releases, Short circuit | Instantaneous type MMS, 28~40A Without thermal releases, Short circuit | Instantaneous type MMS, 28~40A Without thermal releases, Short circuit | Instantaneous type MMS, 28~40A Without thermal releases, Short circuit | Instantaneous type MMS, 28~40A Without thermal releases, Short circuit | Instantaneous type MMS, 28~40A Without thermal releases, Short circuit | 181.67 | 49.0509 | 49.0509
|  | MMS-63HI-50A | MMS-63HI-50A | MMS-63HI-50A | Instantaneous type, High breaking, 34~50A, Without thermal releases, Rotary handle | Instantaneous type MMS, 34~50A Without thermal releases, Short circuit | Instantaneous type MMS, 34~50A Without thermal releases, Short circuit | Instantaneous type MMS, 34~50A Without thermal releases, Short circuit | Instantaneous type MMS, 34~50A Without thermal releases, Short circuit | Instantaneous type MMS, 34~50A Without thermal releases, Short circuit | Instantaneous type MMS, 34~50A Without thermal releases, Short circuit | Instantaneous type MMS, 34~50A Without thermal releases, Short circuit | Instantaneous type MMS, 34~50A Without thermal releases, Short circuit | Instantaneous type MMS, 34~50A Without thermal releases, Short circuit | Instantaneous type MMS, 34~50A Without thermal releases, Short circuit | Instantaneous type MMS, 34~50A Without thermal releases, Short circuit | Instantaneous type MMS, 34~50A Without thermal releases, Short circuit | 181.67 | 49.0509 | 49.0509
|  | MMS-63HI-63A | MMS-63HI-63A | MMS-63HI-63A | Instantaneous type, High breaking, 45~63A, Without thermal releases, Rotary handle | Instantaneous type MMS, 45~63A Without thermal releases, Short circuit | Instantaneous type MMS, 45~63A Without thermal releases, Short circuit | Instantaneous type MMS, 45~63A Without thermal releases, Short circuit | Instantaneous type MMS, 45~63A Without thermal releases, Short circuit | Instantaneous type MMS, 45~63A Without thermal releases, Short circuit | Instantaneous type MMS, 45~63A Without thermal releases, Short circuit | Instantaneous type MMS, 45~63A Without thermal releases, Short circuit | Instantaneous type MMS, 45~63A Without thermal releases, Short circuit | Instantaneous type MMS, 45~63A Without thermal releases, Short circuit | Instantaneous type MMS, 45~63A Without thermal releases, Short circuit | Instantaneous type MMS, 45~63A Without thermal releases, Short circuit | Instantaneous type MMS, 45~63A Without thermal releases, Short circuit | 181.67 | 49.0509 | 49.0509
|  | MMS-63HI-65A | MMS-63HI-10A | MMS-63HI-10A | Instantaneous type, High breaking, 47~65A, Without thermal releases, Rotary handle | Instantaneous type MMS, 45~63A Without thermal releases, Short circuit | Instantaneous type MMS, 45~63A Without thermal releases, Short circuit | Instantaneous type MMS, 45~63A Without thermal releases, Short circuit | Instantaneous type MMS, 45~63A Without thermal releases, Short circuit | Instantaneous type MMS, 45~63A Without thermal releases, Short circuit | Instantaneous type MMS, 45~63A Without thermal releases, Short circuit | Instantaneous type MMS, 45~63A Without thermal releases, Short circuit | Instantaneous type MMS, 45~63A Without thermal releases, Short circuit | Instantaneous type MMS, 45~63A Without thermal releases, Short circuit | Instantaneous type MMS, 45~63A Without thermal releases, Short circuit | Instantaneous type MMS, 45~63A Without thermal releases, Short circuit | Instantaneous type MMS, 45~63A Without thermal releases, Short circuit | 181.67 | 49.0509 | 49.0509
100AF |  | MMS-100HI-17A | MMS-100HI-17A | MMS-100HI-17A | Instantaneous type, High breaking, 11~17A, Without thermal releases, Rotary handle | Instantaneous type MMS, 11~17A Without thermal releases, Short circuit | Instantaneous type MMS, 11~17A Without thermal releases, Short circuit | Instantaneous type MMS, 11~17A Without thermal releases, Short circuit | Instantaneous type MMS, 11~17A Without thermal releases, Short circuit | Instantaneous type MMS, 11~17A Without thermal releases, Short circuit | Instantaneous type MMS, 11~17A Without thermal releases, Short circuit | Instantaneous type MMS, 11~17A Without thermal releases, Short circuit | Instantaneous type MMS, 11~17A Without thermal releases, Short circuit | Instantaneous type MMS, 11~17A Without thermal releases, Short circuit | Instantaneous type MMS, 11~17A Without thermal releases, Short circuit | Instantaneous type MMS, 11~17A Without thermal releases, Short circuit | Instantaneous type MMS, 11~17A Without thermal releases, Short circuit | 344.75 | 93.0825 | 93.0825
|  | MMS-100HI-22A | MMS-100HI-22A | MMS-100HI-22A | Instantaneous type, High breaking, 14~22A, Without thermal releases, Rotary handle | Instantaneous type MMS, 14~22A Without thermal releases, Short circuit | Instantaneous type MMS, 14~22A Without thermal releases, Short circuit | Instantaneous type MMS, 14~22A Without thermal releases, Short circuit | Instantaneous type MMS, 14~22A Without thermal releases, Short circuit | Instantaneous type MMS, 14~22A Without thermal releases, Short circuit | Instantaneous type MMS, 14~22A Without thermal releases, Short circuit | Instantaneous type MMS, 14~22A Without thermal releases, Short circuit | Instantaneous type MMS, 14~22A Without thermal releases, Short circuit | Instantaneous type MMS, 14~22A Without thermal releases, Short circuit | Instantaneous type MMS, 14~22A Without thermal releases, Short circuit | Instantaneous type MMS, 14~22A Without thermal releases, Short circuit | Instantaneous type MMS, 14~22A Without thermal releases, Short circuit | 344.75 | 93.0825 | 93.0825
|  | MMS-100HI-26A | MMS-100HI-26A | MMS-100HI-26A | Instantaneous type, High breaking, 18~26A, Without thermal releases, Rotary handle | Instantaneous type MMS, 18~26A Without thermal releases, Short circuit | Instantaneous type MMS, 18~26A Without thermal releases, Short circuit | Instantaneous type MMS, 18~26A Without thermal releases, Short circuit | Instantaneous type MMS, 18~26A Without thermal releases, Short circuit | Instantaneous type MMS, 18~26A Without thermal releases, Short circuit | Instantaneous type MMS, 18~26A Without thermal releases, Short circuit | Instantaneous type MMS, 18~26A Without thermal releases, Short circuit | Instantaneous type MMS, 18~26A Without thermal releases, Short circuit | Instantaneous type MMS, 18~26A Without thermal releases, Short circuit | Instantaneous type MMS, 18~26A Without thermal releases, Short circuit | Instantaneous type MMS, 18~26A Without thermal releases, Short circuit | Instantaneous type MMS, 18~26A Without thermal releases, Short circuit | 344.75 | 93.0825 | 93.0825
|  | MMS-100HI-32A | MMS-100HI-32A | MMS-100HI-32A | Instantaneous type, High breaking, 22~32A, Without thermal releases, Rotary handle | Instantaneous type MMS, 22~32A Without thermal releases, Short circuit | Instantaneous type MMS, 22~32A Without thermal releases, Short circuit | Instantaneous type MMS, 22~32A Without thermal releases, Short circuit | Instantaneous type MMS, 22~32A Without thermal releases, Short circuit | Instantaneous type MMS, 22~32A Without thermal releases, Short circuit | Instantaneous type MMS, 22~32A Without thermal releases, Short circuit | Instantaneous type MMS, 22~32A Without thermal releases, Short circuit | Instantaneous type MMS, 22~32A Without thermal releases, Short circuit | Instantaneous type MMS, 22~32A Without thermal releases, Short circuit | Instantaneous type MMS, 22~32A Without thermal releases, Short circuit | Instantaneous type MMS, 22~32A Without thermal releases, Short circuit | Instantaneous type MMS, 22~32A Without thermal releases, Short circuit | 344.75 | 93.0825 | 93.0825
|  | MMS-100HI-40A | MMS-100HI-40A | MMS-100HI-40A | Instantaneous type, High breaking, 28~40A, Without thermal releases, Rotary handle | Instantaneous type MMS, 28~40A Without thermal releases, Short circuit | Instantaneous type MMS, 28~40A Without thermal releases, Short circuit | Instantaneous type MMS, 28~40A Without thermal releases, Short circuit | Instantaneous type MMS, 28~40A Without thermal releases, Short circuit | Instantaneous type MMS, 28~40A Without thermal releases, Short circuit | Instantaneous type MMS, 28~40A Without thermal releases, Short circuit | Instantaneous type MMS, 28~40A Without thermal releases, Short circuit | Instantaneous type MMS, 28~40A Without thermal releases, Short circuit | Instantaneous type MMS, 28~40A Without thermal releases, Short circuit | Instantaneous type MMS, 28~40A Without thermal releases, Short circuit | Instantaneous type MMS, 28~40A Without thermal releases, Short circuit | Instantaneous type MMS, 28~40A Without thermal releases, Short circuit | 344.75 | 93.0825 | 93.0825
|  | MMS-100HI-50A | MMS-100HI-50A | MMS-100HI-50A | Instantaneous type, High breaking, 34~50A, Without thermal releases, Rotary handle | Instantaneous type MMS, 34~50A Without thermal releases, Short circuit | Instantaneous type MMS, 34~50A Without thermal releases, Short circuit | Instantaneous type MMS, 34~50A Without thermal releases, Short circuit | Instantaneous type MMS, 34~50A Without thermal releases, Short circuit | Instantaneous type MMS, 34~50A Without thermal releases, Short circuit | Instantaneous type MMS, 34~50A Without thermal releases, Short circuit | Instantaneous type MMS, 34~50A Without thermal releases, Short circuit | Instantaneous type MMS, 34~50A Without thermal releases, Short circuit | Instantaneous type MMS, 34~50A Without thermal releases, Short circuit | Instantaneous type MMS, 34~50A Without thermal releases, Short circuit | Instantaneous type MMS, 34~50A Without thermal releases, Short circuit | Instantaneous type MMS, 34~50A Without thermal releases, Short circuit | 344.75 | 93.0825 | 93.0825
|  | MMS-100HI-63A | MMS-100HI-63A | MMS-100HI-63A | Instantaneous type, High breaking, 45~63A, Without thermal releases, Rotary handle | Instantaneous type MMS, 45~63A Without thermal releases, Short circuit | Instantaneous type MMS, 45~63A Without thermal releases, Short circuit | Instantaneous type MMS, 45~63A Without thermal releases, Short circuit | Instantaneous type MMS, 45~63A Without thermal releases, Short circuit | Instantaneous type MMS, 45~63A Without thermal releases, Short circuit | Instantaneous type MMS, 45~63A Without thermal releases, Short circuit | Instantaneous type MMS, 45~63A Without thermal releases, Short circuit | Instantaneous type MMS, 45~63A Without thermal releases, Short circuit | Instantaneous type MMS, 45~63A Without thermal releases, Short circuit | Instantaneous type MMS, 45~63A Without thermal releases, Short circuit | Instantaneous type MMS, 45~63A Without thermal releases, Short circuit | Instantaneous type MMS, 45~63A Without thermal releases, Short circuit | 344.75 | 93.0825 | 93.0825
|  | MMS-100HI-75A | MMS-100HI-75A | MMS-100HI-75A | Instantaneous type, High breaking, 55~75A, Without thermal releases, Rotary handle | Instantaneous type MMS, 55~75A Without thermal releases, Short circuit | Instantaneous type MMS, 55~75A Without thermal releases, Short circuit | Instantaneous type MMS, 55~75A Without thermal releases, Short circuit | Instantaneous type MMS, 55~75A Without thermal releases, Short circuit | Instantaneous type MMS, 55~75A Without thermal releases, Short circuit | Instantaneous type MMS, 55~75A Without thermal releases, Short circuit | Instantaneous type MMS, 55~75A Without thermal releases, Short circuit | Instantaneous type MMS, 55~75A Without thermal releases, Short circuit | Instantaneous type MMS, 55~75A Without thermal releases, Short circuit | Instantaneous type MMS, 55~75A Without thermal releases, Short circuit | Instantaneous type MMS, 55~75A Without thermal releases, Short circuit | Instantaneous type MMS, 55~75A Without thermal releases, Short circuit | 344.75 | 93.0825 | 93.0825
|  | MMS-100HI-90A | MMS-100HI-90A | MMS-100HI-90A | Instantaneous type, High breaking, 70~90A, Without thermal releases, Rotary handle | Instantaneous type MMS, 70~90A Without thermal releases, Short circuit | Instantaneous type MMS, 70~90A Without thermal releases, Short circuit | Instantaneous type MMS, 70~90A Without thermal releases, Short circuit | Instantaneous type MMS, 70~90A Without thermal releases, Short circuit | Instantaneous type MMS, 70~90A Without thermal releases, Short circuit | Instantaneous type MMS, 70~90A Without thermal releases, Short circuit | Instantaneous type MMS, 70~90A Without thermal releases, Short circuit | Instantaneous type MMS, 70~90A Without thermal releases, Short circuit | Instantaneous type MMS, 70~90A Without thermal releases, Short circuit | Instantaneous type MMS, 70~90A Without thermal releases, Short circuit | Instantaneous type MMS, 70~90A Without thermal releases, Short circuit | Instantaneous type MMS, 70~90A Without thermal releases, Short circuit | 344.75 | 93.0825 | 93.0825
|  | MMS-100HI-100A | MMS-100HI-100A | MMS-100HI-100A | Instantaneous type, High breaking, 80~100A, Without thermal releases, Rotary handle | Instantaneous type MMS, 80~100A Without thermal releases, Short circuit | Instantaneous type MMS, 80~100A Without thermal releases, Short circuit | Instantaneous type MMS, 80~100A Without thermal releases, Short circuit | Instantaneous type MMS, 80~100A Without thermal releases, Short circuit | Instantaneous type MMS, 80~100A Without thermal releases, Short circuit | Instantaneous type MMS, 80~100A Without thermal releases, Short circuit | Instantaneous type MMS, 80~100A Without thermal releases, Short circuit | Instantaneous type MMS, 80~100A Without thermal releases, Short circuit | Instantaneous type MMS, 80~100A Without thermal releases, Short circuit | Instantaneous type MMS, 80~100A Without thermal releases, Short circuit | Instantaneous type MMS, 80~100A Without thermal releases, Short circuit | Instantaneous type MMS, 80~100A Without thermal releases, Short circuit | 344.75 | 93.0825 | 93.0825
ACCESSORIES FOR MMS
AUXILIARY SWITCH, FX - FRONT MOUNT
Part# | Part# | Part# | Part# | Description | [13 empty] | List Price
MMS-FX-11 | MMS-FX-11 | MMS-FX-11 | MMS-FX-11 | Auxiliary Switch, Front Mounting, 2-pole, 1NO1NC | MMS Auxiliary Switch, Front Mounting, 1 NO + 1 NC, 2-pole, 1 front mounting module per breaker | MMS Auxiliary Switch, Front Mounting, 1 NO + 1 NC, 2-pole, 1 front mounting module per breaker | MMS Auxiliary Switch, Front Mounting, 1 NO + 1 NC, 2-pole, 1 front mounting module per breaker | MMS Auxiliary Switch, Front Mounting, 1 NO + 1 NC, 2-pole, 1 front mounting module per breaker | MMS Auxiliary Switch, Front Mounting, 1 NO + 1 NC, 2-pole, 1 front mounting module per breaker | MMS Auxiliary Switch, Front Mounting, 1 NO + 1 NC, 2-pole, 1 front mounting module per breaker | MMS Auxiliary Switch, Front Mounting, 1 NO + 1 NC, 2-pole, 1 front mounting module per breaker | MMS Auxiliary Switch, Front Mounting, 1 NO + 1 NC, 2-pole, 1 front mounting module per breaker | MMS Auxiliary Switch, Front Mounting, 1 NO + 1 NC, 2-pole, 1 front mounting module per breaker | MMS Auxiliary Switch, Front Mounting, 1 NO + 1 NC, 2-pole, 1 front mounting module per breaker | MMS Auxiliary Switch, Front Mounting, 1 NO + 1 NC, 2-pole, 1 front mounting module per breaker | MMS Auxiliary Switch, Front Mounting, 1 NO + 1 NC, 2-pole, 1 front mounting module per breaker | MMS Auxiliary Switch, Front Mounting, 1 NO + 1 NC, 2-pole, 1 front mounting module per breaker | 15.56 | 4.2012 | 4.2012
MMS-FX-20 | MMS-FX-20 | MMS-FX-20 | MMS-FX-20 | Auxiliary Switch, Front Mounting, 2-pole, 2NO | MMS Auxiliary Switch, Front Mounting, 2 NO, 2-pole, 1 front mounting module per breaker | MMS Auxiliary Switch, Front Mounting, 2 NO, 2-pole, 1 front mounting module per breaker | MMS Auxiliary Switch, Front Mounting, 2 NO, 2-pole, 1 front mounting module per breaker | MMS Auxiliary Switch, Front Mounting, 2 NO, 2-pole, 1 front mounting module per breaker | MMS Auxiliary Switch, Front Mounting, 2 NO, 2-pole, 1 front mounting module per breaker | MMS Auxiliary Switch, Front Mounting, 2 NO, 2-pole, 1 front mounting module per breaker | MMS Auxiliary Switch, Front Mounting, 2 NO, 2-pole, 1 front mounting module per breaker | MMS Auxiliary Switch, Front Mounting, 2 NO, 2-pole, 1 front mounting module per breaker | MMS Auxiliary Switch, Front Mounting, 2 NO, 2-pole, 1 front mounting module per breaker | MMS Auxiliary Switch, Front Mounting, 2 NO, 2-pole, 1 front mounting module per breaker | MMS Auxiliary Switch, Front Mounting, 2 NO, 2-pole, 1 front mounting module per breaker | MMS Auxiliary Switch, Front Mounting, 2 NO, 2-pole, 1 front mounting module per breaker | MMS Auxiliary Switch, Front Mounting, 2 NO, 2-pole, 1 front mounting module per breaker | 15.56 | 4.2012 | 4.2012
MMS-FX-02 | MMS-FX-02 | MMS-FX-02 | MMS-FX-02 | Auxiliary Switch, Front Mounting, 2-pole, 2NC | MMS Auxiliary Switch, Front Mounting, 2 NC, 2-pole, 1 front mounting module per breaker | MMS Auxiliary Switch, Front Mounting, 2 NC, 2-pole, 1 front mounting module per breaker | MMS Auxiliary Switch, Front Mounting, 2 NC, 2-pole, 1 front mounting module per breaker | MMS Auxiliary Switch, Front Mounting, 2 NC, 2-pole, 1 front mounting module per breaker | MMS Auxiliary Switch, Front Mounting, 2 NC, 2-pole, 1 front mounting module per breaker | MMS Auxiliary Switch, Front Mounting, 2 NC, 2-pole, 1 front mounting module per breaker | MMS Auxiliary Switch, Front Mounting, 2 NC, 2-pole, 1 front mounting module per breaker | MMS Auxiliary Switch, Front Mounting, 2 NC, 2-pole, 1 front mounting module per breaker | MMS Auxiliary Switch, Front Mounting, 2 NC, 2-pole, 1 front mounting module per breaker | MMS Auxiliary Switch, Front Mounting, 2 NC, 2-pole, 1 front mounting module per breaker | MMS Auxiliary Switch, Front Mounting, 2 NC, 2-pole, 1 front mounting module per breaker | MMS Auxiliary Switch, Front Mounting, 2 NC, 2-pole, 1 front mounting module per breaker | MMS Auxiliary Switch, Front Mounting, 2 NC, 2-pole, 1 front mounting module per breaker | 15.56 | 4.2012 | 4.2012
AUXILIARY SWITCH, LX - SIDE MOUNT
Part# | Part# | Part# | Part# | Description | [13 empty] | List Price
MMS-LX-11 | MMS-LX-11 | MMS-LX-11 | MMS-LX-11 | Auxiliary Switch, Side Mounting, 2-pole, 1NO1NC | MMS Auxiliary Switch, Side Mounting, 1 NO + 1 NC, 2-pole, 1 side mounting module per breaker | MMS Auxiliary Switch, Side Mounting, 1 NO + 1 NC, 2-pole, 1 side mounting module per breaker | MMS Auxiliary Switch, Side Mounting, 1 NO + 1 NC, 2-pole, 1 side mounting module per breaker | MMS Auxiliary Switch, Side Mounting, 1 NO + 1 NC, 2-pole, 1 side mounting module per breaker | MMS Auxiliary Switch, Side Mounting, 1 NO + 1 NC, 2-pole, 1 side mounting module per breaker | MMS Auxiliary Switch, Side Mounting, 1 NO + 1 NC, 2-pole, 1 side mounting module per breaker | MMS Auxiliary Switch, Side Mounting, 1 NO + 1 NC, 2-pole, 1 side mounting module per breaker | MMS Auxiliary Switch, Side Mounting, 1 NO + 1 NC, 2-pole, 1 side mounting module per breaker | MMS Auxiliary Switch, Side Mounting, 1 NO + 1 NC, 2-pole, 1 side mounting module per breaker | MMS Auxiliary Switch, Side Mounting, 1 NO + 1 NC, 2-pole, 1 side mounting module per breaker | MMS Auxiliary Switch, Side Mounting, 1 NO + 1 NC, 2-pole, 1 side mounting module per breaker | MMS Auxiliary Switch, Side Mounting, 1 NO + 1 NC, 2-pole, 1 side mounting module per breaker | MMS Auxiliary Switch, Side Mounting, 1 NO + 1 NC, 2-pole, 1 side mounting module per breaker | 23.55 | 6.3585 | 6.3585
MMS-LX-20 | MMS-LX-20 | MMS-LX-20 | MMS-LX-20 | Auxiliary Switch, Side Mounting, 2-pole, 2NO | MMS Auxiliary Switch, Side Mounting, 2 NO, 2-pole, 1 side mounting module per breaker | MMS Auxiliary Switch, Side Mounting, 2 NO, 2-pole, 1 side mounting module per breaker | MMS Auxiliary Switch, Side Mounting, 2 NO, 2-pole, 1 side mounting module per breaker | MMS Auxiliary Switch, Side Mounting, 2 NO, 2-pole, 1 side mounting module per breaker | MMS Auxiliary Switch, Side Mounting, 2 NO, 2-pole, 1 side mounting module per breaker | MMS Auxiliary Switch, Side Mounting, 2 NO, 2-pole, 1 side mounting module per breaker | MMS Auxiliary Switch, Side Mounting, 2 NO, 2-pole, 1 side mounting module per breaker | MMS Auxiliary Switch, Side Mounting, 2 NO, 2-pole, 1 side mounting module per breaker | MMS Auxiliary Switch, Side Mounting, 2 NO, 2-pole, 1 side mounting module per breaker | MMS Auxiliary Switch, Side Mounting, 2 NO, 2-pole, 1 side mounting module per breaker | MMS Auxiliary Switch, Side Mounting, 2 NO, 2-pole, 1 side mounting module per breaker | MMS Auxiliary Switch, Side Mounting, 2 NO, 2-pole, 1 side mounting module per breaker | MMS Auxiliary Switch, Side Mounting, 2 NO, 2-pole, 1 side mounting module per breaker | 23.55 | 6.3585 | 6.3585
MMS-LX-02 | MMS-LX-02 | MMS-LX-02 | MMS-LX-02 | Auxiliary Switch, Side Mounting, 2-pole, 2NC | MMS Auxiliary Switch, Side Mounting, 2 NC, 2-pole, 1 side mounting module per breaker | MMS Auxiliary Switch, Side Mounting, 2 NC, 2-pole, 1 side mounting module per breaker | MMS Auxiliary Switch, Side Mounting, 2 NC, 2-pole, 1 side mounting module per breaker | MMS Auxiliary Switch, Side Mounting, 2 NC, 2-pole, 1 side mounting module per breaker | MMS Auxiliary Switch, Side Mounting, 2 NC, 2-pole, 1 side mounting module per breaker | MMS Auxiliary Switch, Side Mounting, 2 NC, 2-pole, 1 side mounting module per breaker | MMS Auxiliary Switch, Side Mounting, 2 NC, 2-pole, 1 side mounting module per breaker | MMS Auxiliary Switch, Side Mounting, 2 NC, 2-pole, 1 side mounting module per breaker | MMS Auxiliary Switch, Side Mounting, 2 NC, 2-pole, 1 side mounting module per breaker | MMS Auxiliary Switch, Side Mounting, 2 NC, 2-pole, 1 side mounting module per breaker | MMS Auxiliary Switch, Side Mounting, 2 NC, 2-pole, 1 side mounting module per breaker | MMS Auxiliary Switch, Side Mounting, 2 NC, 2-pole, 1 side mounting module per breaker | MMS Auxiliary Switch, Side Mounting, 2 NC, 2-pole, 1 side mounting module per breaker | 23.55 | 6.3585 | 6.3585
ALARM SWITCH
Part# | Part# | Part# | Part# | Description | [13 empty] | List Price
MMS-LA-11 | MMS-LA | MMS-LA | MMS-LA | Any Trip Alarm Switch, Operates in case of trip, Side Mounting on the left, 2-pole 1NO1NC | MMS Any Trip Alarm Switch, Operates in case of trip, Side Mounting on the left, 2-pole | MMS Any Trip Alarm Switch, Operates in case of trip, Side Mounting on the left, 2-pole | MMS Any Trip Alarm Switch, Operates in case of trip, Side Mounting on the left, 2-pole | MMS Any Trip Alarm Switch, Operates in case of trip, Side Mounting on the left, 2-pole | MMS Any Trip Alarm Switch, Operates in case of trip, Side Mounting on the left, 2-pole | MMS Any Trip Alarm Switch, Operates in case of trip, Side Mounting on the left, 2-pole | MMS Any Trip Alarm Switch, Operates in case of trip, Side Mounting on the left, 2-pole | MMS Any Trip Alarm Switch, Operates in case of trip, Side Mounting on the left, 2-pole | MMS Any Trip Alarm Switch, Operates in case of trip, Side Mounting on the left, 2-pole | MMS Any Trip Alarm Switch, Operates in case of trip, Side Mounting on the left, 2-pole | MMS Any Trip Alarm Switch, Operates in case of trip, Side Mounting on the left, 2-pole | MMS Any Trip Alarm Switch, Operates in case of trip, Side Mounting on the left, 2-pole | MMS Any Trip Alarm Switch, Operates in case of trip, Side Mounting on the left, 2-pole | 24.55 | 6.6285 | 6.6285
MMS-LA-20 | MMS-LA | MMS-LA | MMS-LA | Any Trip Alarm Switch, Operates in case of trip, Side Mounting on the left, 2-pole 2NO | MMS Any Trip Alarm Switch, Operates in case of trip, Side Mounting on the left, 2-pole | MMS Any Trip Alarm Switch, Operates in case of trip, Side Mounting on the left, 2-pole | MMS Any Trip Alarm Switch, Operates in case of trip, Side Mounting on the left, 2-pole | MMS Any Trip Alarm Switch, Operates in case of trip, Side Mounting on the left, 2-pole | MMS Any Trip Alarm Switch, Operates in case of trip, Side Mounting on the left, 2-pole | MMS Any Trip Alarm Switch, Operates in case of trip, Side Mounting on the left, 2-pole | MMS Any Trip Alarm Switch, Operates in case of trip, Side Mounting on the left, 2-pole | MMS Any Trip Alarm Switch, Operates in case of trip, Side Mounting on the left, 2-pole | MMS Any Trip Alarm Switch, Operates in case of trip, Side Mounting on the left, 2-pole | MMS Any Trip Alarm Switch, Operates in case of trip, Side Mounting on the left, 2-pole | MMS Any Trip Alarm Switch, Operates in case of trip, Side Mounting on the left, 2-pole | MMS Any Trip Alarm Switch, Operates in case of trip, Side Mounting on the left, 2-pole | MMS Any Trip Alarm Switch, Operates in case of trip, Side Mounting on the left, 2-pole | 24.55 | 6.6285 | 6.6285
MMS-LA-02 | MMS-LA | MMS-LA | MMS-LA | Any Trip Alarm Switch, Operates in case of trip, Side Mounting on the left, 2-pole 2NC | MMS Any Trip Alarm Switch, Operates in case of trip, Side Mounting on the left, 2-pole | MMS Any Trip Alarm Switch, Operates in case of trip, Side Mounting on the left, 2-pole | MMS Any Trip Alarm Switch, Operates in case of trip, Side Mounting on the left, 2-pole | MMS Any Trip Alarm Switch, Operates in case of trip, Side Mounting on the left, 2-pole | MMS Any Trip Alarm Switch, Operates in case of trip, Side Mounting on the left, 2-pole | MMS Any Trip Alarm Switch, Operates in case of trip, Side Mounting on the left, 2-pole | MMS Any Trip Alarm Switch, Operates in case of trip, Side Mounting on the left, 2-pole | MMS Any Trip Alarm Switch, Operates in case of trip, Side Mounting on the left, 2-pole | MMS Any Trip Alarm Switch, Operates in case of trip, Side Mounting on the left, 2-pole | MMS Any Trip Alarm Switch, Operates in case of trip, Side Mounting on the left, 2-pole | MMS Any Trip Alarm Switch, Operates in case of trip, Side Mounting on the left, 2-pole | MMS Any Trip Alarm Switch, Operates in case of trip, Side Mounting on the left, 2-pole | MMS Any Trip Alarm Switch, Operates in case of trip, Side Mounting on the left, 2-pole | 24.55 | 6.6285 | 6.6285
MMS-LAM-11 | MMS-LAM | MMS-LAM | MMS-LAM | Magnetic Trip Alarm Switch, Operates in case of instantaneous trip, Side mount 2-pole 1NO1NC | MMS Magnetic Trip Alarm Switch, Operates in case of instantaneous trip, Side mounting | MMS Magnetic Trip Alarm Switch, Operates in case of instantaneous trip, Side mounting | MMS Magnetic Trip Alarm Switch, Operates in case of instantaneous trip, Side mounting | MMS Magnetic Trip Alarm Switch, Operates in case of instantaneous trip, Side mounting | MMS Magnetic Trip Alarm Switch, Operates in case of instantaneous trip, Side mounting | MMS Magnetic Trip Alarm Switch, Operates in case of instantaneous trip, Side mounting | MMS Magnetic Trip Alarm Switch, Operates in case of instantaneous trip, Side mounting | MMS Magnetic Trip Alarm Switch, Operates in case of instantaneous trip, Side mounting | MMS Magnetic Trip Alarm Switch, Operates in case of instantaneous trip, Side mounting | MMS Magnetic Trip Alarm Switch, Operates in case of instantaneous trip, Side mounting | MMS Magnetic Trip Alarm Switch, Operates in case of instantaneous trip, Side mounting | MMS Magnetic Trip Alarm Switch, Operates in case of instantaneous trip, Side mounting | MMS Magnetic Trip Alarm Switch, Operates in case of instantaneous trip, Side mounting | 24.55 | 6.6285 | 6.6285
MMS-LAM-20 | MMS-LAM | MMS-LAM | MMS-LAM | Magnetic Trip Alarm Switch, Operates in case of instantaneous trip, Side mount 2-pole 2NO | MMS Magnetic Trip Alarm Switch, Operates in case of instantaneous trip, Side mounting | MMS Magnetic Trip Alarm Switch, Operates in case of instantaneous trip, Side mounting | MMS Magnetic Trip Alarm Switch, Operates in case of instantaneous trip, Side mounting | MMS Magnetic Trip Alarm Switch, Operates in case of instantaneous trip, Side mounting | MMS Magnetic Trip Alarm Switch, Operates in case of instantaneous trip, Side mounting | MMS Magnetic Trip Alarm Switch, Operates in case of instantaneous trip, Side mounting | MMS Magnetic Trip Alarm Switch, Operates in case of instantaneous trip, Side mounting | MMS Magnetic Trip Alarm Switch, Operates in case of instantaneous trip, Side mounting | MMS Magnetic Trip Alarm Switch, Operates in case of instantaneous trip, Side mounting | MMS Magnetic Trip Alarm Switch, Operates in case of instantaneous trip, Side mounting | MMS Magnetic Trip Alarm Switch, Operates in case of instantaneous trip, Side mounting | MMS Magnetic Trip Alarm Switch, Operates in case of instantaneous trip, Side mounting | MMS Magnetic Trip Alarm Switch, Operates in case of instantaneous trip, Side mounting | 24.55 | 6.6285 | 6.6285
MMS-LAM-02 | MMS-LAM | MMS-LAM | MMS-LAM | Magnetic Trip Alarm Switch, Operates in case of instantaneous trip, Side mount 2-pole 2NC | MMS Magnetic Trip Alarm Switch, Operates in case of instantaneous trip, Side mounting | MMS Magnetic Trip Alarm Switch, Operates in case of instantaneous trip, Side mounting | MMS Magnetic Trip Alarm Switch, Operates in case of instantaneous trip, Side mounting | MMS Magnetic Trip Alarm Switch, Operates in case of instantaneous trip, Side mounting | MMS Magnetic Trip Alarm Switch, Operates in case of instantaneous trip, Side mounting | MMS Magnetic Trip Alarm Switch, Operates in case of instantaneous trip, Side mounting | MMS Magnetic Trip Alarm Switch, Operates in case of instantaneous trip, Side mounting | MMS Magnetic Trip Alarm Switch, Operates in case of instantaneous trip, Side mounting | MMS Magnetic Trip Alarm Switch, Operates in case of instantaneous trip, Side mounting | MMS Magnetic Trip Alarm Switch, Operates in case of instantaneous trip, Side mounting | MMS Magnetic Trip Alarm Switch, Operates in case of instantaneous trip, Side mounting | MMS Magnetic Trip Alarm Switch, Operates in case of instantaneous trip, Side mounting | MMS Magnetic Trip Alarm Switch, Operates in case of instantaneous trip, Side mounting | 24.55 | 6.6285 | 6.6285
SHUNT/UNDERVOLTAGE RELEASE
Part# | Part# | Part# | Part# | Description | [13 empty] | List Price
MMS-RS | MMS-RS | MMS-RS | MMS-RS | Shunt release, Side mounting on the right, Cannot use with RU or RUX | MMS Shunt release, One side mounting module per circuit breaker, Cannot use with RU or RUX | MMS Shunt release, One side mounting module per circuit breaker, Cannot use with RU or RUX | MMS Shunt release, One side mounting module per circuit breaker, Cannot use with RU or RUX | MMS Shunt release, One side mounting module per circuit breaker, Cannot use with RU or RUX | MMS Shunt release, One side mounting module per circuit breaker, Cannot use with RU or RUX | MMS Shunt release, One side mounting module per circuit breaker, Cannot use with RU or RUX | MMS Shunt release, One side mounting module per circuit breaker, Cannot use with RU or RUX | MMS Shunt release, One side mounting module per circuit breaker, Cannot use with RU or RUX | MMS Shunt release, One side mounting module per circuit breaker, Cannot use with RU or RUX | MMS Shunt release, One side mounting module per circuit breaker, Cannot use with RU or RUX | MMS Shunt release, One side mounting module per circuit breaker, Cannot use with RU or RUX | MMS Shunt release, One side mounting module per circuit breaker, Cannot use with RU or RUX | MMS Shunt release, One side mounting module per circuit breaker, Cannot use with RU or RUX | 36.76 | 9.9252 | 9.9252
MMS-RU | MMS-RU | MMS-RU | MMS-RU | Under voltage release, Side mounting on the right, Cannot use with RS or RUX | MMS Under voltage release, One side mounting module per circuit breaker, Cannot use w/ RS or RUX | MMS Under voltage release, One side mounting module per circuit breaker, Cannot use w/ RS or RUX | MMS Under voltage release, One side mounting module per circuit breaker, Cannot use w/ RS or RUX | MMS Under voltage release, One side mounting module per circuit breaker, Cannot use w/ RS or RUX | MMS Under voltage release, One side mounting module per circuit breaker, Cannot use w/ RS or RUX | MMS Under voltage release, One side mounting module per circuit breaker, Cannot use w/ RS or RUX | MMS Under voltage release, One side mounting module per circuit breaker, Cannot use w/ RS or RUX | MMS Under voltage release, One side mounting module per circuit breaker, Cannot use w/ RS or RUX | MMS Under voltage release, One side mounting module per circuit breaker, Cannot use w/ RS or RUX | MMS Under voltage release, One side mounting module per circuit breaker, Cannot use w/ RS or RUX | MMS Under voltage release, One side mounting module per circuit breaker, Cannot use w/ RS or RUX | MMS Under voltage release, One side mounting module per circuit breaker, Cannot use w/ RS or RUX | MMS Under voltage release, One side mounting module per circuit breaker, Cannot use w/ RS or RUX | 36.96 | 9.9792 | 9.9792
MMS-RUX | MMS-RUX | MMS-RUX | MMS-RUX | Under voltage release w/ switch, 2NO, Cannot use w/ RS or RU, Cannot attach to MMS-32S | MMS Under voltage release w/ switch, One side mounting module per breaker, Cannot attach to MMS-32S | MMS Under voltage release w/ switch, One side mounting module per breaker, Cannot attach to MMS-32S | MMS Under voltage release w/ switch, One side mounting module per breaker, Cannot attach to MMS-32S | MMS Under voltage release w/ switch, One side mounting module per breaker, Cannot attach to MMS-32S | MMS Under voltage release w/ switch, One side mounting module per breaker, Cannot attach to MMS-32S | MMS Under voltage release w/ switch, One side mounting module per breaker, Cannot attach to MMS-32S | MMS Under voltage release w/ switch, One side mounting module per breaker, Cannot attach to MMS-32S | MMS Under voltage release w/ switch, One side mounting module per breaker, Cannot attach to MMS-32S | MMS Under voltage release w/ switch, One side mounting module per breaker, Cannot attach to MMS-32S | MMS Under voltage release w/ switch, One side mounting module per breaker, Cannot attach to MMS-32S | MMS Under voltage release w/ switch, One side mounting module per breaker, Cannot attach to MMS-32S | MMS Under voltage release w/ switch, One side mounting module per breaker, Cannot attach to MMS-32S | MMS Under voltage release w/ switch, One side mounting module per breaker, Cannot attach to MMS-32S | 47.03 | 12.6981 | 12.6981
ROTARY TYPE E-HANDLE
*Lockable in on/off position
Part# | Part# | Part# | Part# | Description | [13 empty] | List Price
MMS-MEH32-115 | MMS-MEH32-115 | MMS-MEH32-115 | MMS-MEH32-115 | Extended rotary handle for MMS-32H/HI, ON/TRIP/OFF control, 115mm shaft, IP65 rated | MMS Extended rotary handle for ON, TRIP, OFF control, 115mm shaft (for MMS-32H/HI, IP65 rated) | MMS Extended rotary handle for ON, TRIP, OFF control, 115mm shaft (for MMS-32H/HI, IP65 rated) | MMS Extended rotary handle for ON, TRIP, OFF control, 115mm shaft (for MMS-32H/HI, IP65 rated) | MMS Extended rotary handle for ON, TRIP, OFF control, 115mm shaft (for MMS-32H/HI, IP65 rated) | MMS Extended rotary handle for ON, TRIP, OFF control, 115mm shaft (for MMS-32H/HI, IP65 rated) | MMS Extended rotary handle for ON, TRIP, OFF control, 115mm shaft (for MMS-32H/HI, IP65 rated) | MMS Extended rotary handle for ON, TRIP, OFF control, 115mm shaft (for MMS-32H/HI, IP65 rated) | MMS Extended rotary handle for ON, TRIP, OFF control, 115mm shaft (for MMS-32H/HI, IP65 rated) | MMS Extended rotary handle for ON, TRIP, OFF control, 115mm shaft (for MMS-32H/HI, IP65 rated) | MMS Extended rotary handle for ON, TRIP, OFF control, 115mm shaft (for MMS-32H/HI, IP65 rated) | MMS Extended rotary handle for ON, TRIP, OFF control, 115mm shaft (for MMS-32H/HI, IP65 rated) | MMS Extended rotary handle for ON, TRIP, OFF control, 115mm shaft (for MMS-32H/HI, IP65 rated) | MMS Extended rotary handle for ON, TRIP, OFF control, 115mm shaft (for MMS-32H/HI, IP65 rated) | 33.54 | 9.0558 | 9.0558
MMS-MEH32-315 | MMS-MEH32-315 | MMS-MEH32-315 | MMS-MEH32-315 | Extended rotary handle for MMS-32H/HI, ON/TRIP/OFF control, 315mm shaft, IP65 rated | MMS Extended rotary handle for ON, TRIP, OFF control, 315mm shaft (for MMS-32H/HI, IP65 rated) | MMS Extended rotary handle for ON, TRIP, OFF control, 315mm shaft (for MMS-32H/HI, IP65 rated) | MMS Extended rotary handle for ON, TRIP, OFF control, 315mm shaft (for MMS-32H/HI, IP65 rated) | MMS Extended rotary handle for ON, TRIP, OFF control, 315mm shaft (for MMS-32H/HI, IP65 rated) | MMS Extended rotary handle for ON, TRIP, OFF control, 315mm shaft (for MMS-32H/HI, IP65 rated) | MMS Extended rotary handle for ON, TRIP, OFF control, 315mm shaft (for MMS-32H/HI, IP65 rated) | MMS Extended rotary handle for ON, TRIP, OFF control, 315mm shaft (for MMS-32H/HI, IP65 rated) | MMS Extended rotary handle for ON, TRIP, OFF control, 315mm shaft (for MMS-32H/HI, IP65 rated) | MMS Extended rotary handle for ON, TRIP, OFF control, 315mm shaft (for MMS-32H/HI, IP65 rated) | MMS Extended rotary handle for ON, TRIP, OFF control, 315mm shaft (for MMS-32H/HI, IP65 rated) | MMS Extended rotary handle for ON, TRIP, OFF control, 315mm shaft (for MMS-32H/HI, IP65 rated) | MMS Extended rotary handle for ON, TRIP, OFF control, 315mm shaft (for MMS-32H/HI, IP65 rated) | MMS Extended rotary handle for ON, TRIP, OFF control, 315mm shaft (for MMS-32H/HI, IP65 rated) | 40.25 | 10.8675 | 10.8675
MMS-MEH63-115 | MMS-MEH63-115 | MMS-MEH63-115 | MMS-MEH63-115 | Extended rotary handle for MMS-32H/HI, ON/TRIP/OFF control, 115mm shaft, IP65 rated | MMS Extended rotary handle for ON, TRIP, OFF control, 115mm shaft (for MMS-32H/HI, IP65 rated) | MMS Extended rotary handle for ON, TRIP, OFF control, 115mm shaft (for MMS-32H/HI, IP65 rated) | MMS Extended rotary handle for ON, TRIP, OFF control, 115mm shaft (for MMS-32H/HI, IP65 rated) | MMS Extended rotary handle for ON, TRIP, OFF control, 115mm shaft (for MMS-32H/HI, IP65 rated) | MMS Extended rotary handle for ON, TRIP, OFF control, 115mm shaft (for MMS-32H/HI, IP65 rated) | MMS Extended rotary handle for ON, TRIP, OFF control, 115mm shaft (for MMS-32H/HI, IP65 rated) | MMS Extended rotary handle for ON, TRIP, OFF control, 115mm shaft (for MMS-32H/HI, IP65 rated) | MMS Extended rotary handle for ON, TRIP, OFF control, 115mm shaft (for MMS-32H/HI, IP65 rated) | MMS Extended rotary handle for ON, TRIP, OFF control, 115mm shaft (for MMS-32H/HI, IP65 rated) | MMS Extended rotary handle for ON, TRIP, OFF control, 115mm shaft (for MMS-32H/HI, IP65 rated) | MMS Extended rotary handle for ON, TRIP, OFF control, 115mm shaft (for MMS-32H/HI, IP65 rated) | MMS Extended rotary handle for ON, TRIP, OFF control, 115mm shaft (for MMS-32H/HI, IP65 rated) | MMS Extended rotary handle for ON, TRIP, OFF control, 115mm shaft (for MMS-32H/HI, IP65 rated) | 33.54 | 9.0558 | 9.0558
MMS-MEH63-315 | MMS-MEH63-315 | MMS-MEH63-315 | MMS-MEH63-315 | Extended rotary handle for MMS-32H/HI, ON/TRIP/OFF control, 315mm shaft, IP65 rated | MMS Extended rotary handle for ON, TRIP, OFF control, 315mm shaft (for MMS-32H/HI, IP65 rated) | MMS Extended rotary handle for ON, TRIP, OFF control, 315mm shaft (for MMS-32H/HI, IP65 rated) | MMS Extended rotary handle for ON, TRIP, OFF control, 315mm shaft (for MMS-32H/HI, IP65 rated) | MMS Extended rotary handle for ON, TRIP, OFF control, 315mm shaft (for MMS-32H/HI, IP65 rated) | MMS Extended rotary handle for ON, TRIP, OFF control, 315mm shaft (for MMS-32H/HI, IP65 rated) | MMS Extended rotary handle for ON, TRIP, OFF control, 315mm shaft (for MMS-32H/HI, IP65 rated) | MMS Extended rotary handle for ON, TRIP, OFF control, 315mm shaft (for MMS-32H/HI, IP65 rated) | MMS Extended rotary handle for ON, TRIP, OFF control, 315mm shaft (for MMS-32H/HI, IP65 rated) | MMS Extended rotary handle for ON, TRIP, OFF control, 315mm shaft (for MMS-32H/HI, IP65 rated) | MMS Extended rotary handle for ON, TRIP, OFF control, 315mm shaft (for MMS-32H/HI, IP65 rated) | MMS Extended rotary handle for ON, TRIP, OFF control, 315mm shaft (for MMS-32H/HI, IP65 rated) | MMS Extended rotary handle for ON, TRIP, OFF control, 315mm shaft (for MMS-32H/HI, IP65 rated) | MMS Extended rotary handle for ON, TRIP, OFF control, 315mm shaft (for MMS-32H/HI, IP65 rated) | 40.25 | 10.8675 | 10.8675
MMS-MEH100-115 | MMS-MEH100-115 | MMS-MEH100-115 | MMS-MEH100-115 | Extended rotary handle for MMS-32H/HI, ON/TRIP/OFF control, 115mm shaft, IP65 rated | MMS Extended rotary handle for ON, TRIP, OFF control, 115mm shaft (for MMS-32H/HI, IP65 rated) | MMS Extended rotary handle for ON, TRIP, OFF control, 115mm shaft (for MMS-32H/HI, IP65 rated) | MMS Extended rotary handle for ON, TRIP, OFF control, 115mm shaft (for MMS-32H/HI, IP65 rated) | MMS Extended rotary handle for ON, TRIP, OFF control, 115mm shaft (for MMS-32H/HI, IP65 rated) | MMS Extended rotary handle for ON, TRIP, OFF control, 115mm shaft (for MMS-32H/HI, IP65 rated) | MMS Extended rotary handle for ON, TRIP, OFF control, 115mm shaft (for MMS-32H/HI, IP65 rated) | MMS Extended rotary handle for ON, TRIP, OFF control, 115mm shaft (for MMS-32H/HI, IP65 rated) | MMS Extended rotary handle for ON, TRIP, OFF control, 115mm shaft (for MMS-32H/HI, IP65 rated) | MMS Extended rotary handle for ON, TRIP, OFF control, 115mm shaft (for MMS-32H/HI, IP65 rated) | MMS Extended rotary handle for ON, TRIP, OFF control, 115mm shaft (for MMS-32H/HI, IP65 rated) | MMS Extended rotary handle for ON, TRIP, OFF control, 115mm shaft (for MMS-32H/HI, IP65 rated) | MMS Extended rotary handle for ON, TRIP, OFF control, 115mm shaft (for MMS-32H/HI, IP65 rated) | MMS Extended rotary handle for ON, TRIP, OFF control, 115mm shaft (for MMS-32H/HI, IP65 rated) | 33.54 | 9.0558 | 9.0558
MMS-MEH100-315 | MMS-MEH100-315 | MMS-MEH100-315 | MMS-MEH100-315 | Extended rotary handle for MMS-32H/HI, ON/TRIP/OFF control, 315mm shaft, IP65 rated | MMS Extended rotary handle for ON, TRIP, OFF control, 315mm shaft (for MMS-32H/HI, IP65 rated) | MMS Extended rotary handle for ON, TRIP, OFF control, 315mm shaft (for MMS-32H/HI, IP65 rated) | MMS Extended rotary handle for ON, TRIP, OFF control, 315mm shaft (for MMS-32H/HI, IP65 rated) | MMS Extended rotary handle for ON, TRIP, OFF control, 315mm shaft (for MMS-32H/HI, IP65 rated) | MMS Extended rotary handle for ON, TRIP, OFF control, 315mm shaft (for MMS-32H/HI, IP65 rated) | MMS Extended rotary handle for ON, TRIP, OFF control, 315mm shaft (for MMS-32H/HI, IP65 rated) | MMS Extended rotary handle for ON, TRIP, OFF control, 315mm shaft (for MMS-32H/HI, IP65 rated) | MMS Extended rotary handle for ON, TRIP, OFF control, 315mm shaft (for MMS-32H/HI, IP65 rated) | MMS Extended rotary handle for ON, TRIP, OFF control, 315mm shaft (for MMS-32H/HI, IP65 rated) | MMS Extended rotary handle for ON, TRIP, OFF control, 315mm shaft (for MMS-32H/HI, IP65 rated) | MMS Extended rotary handle for ON, TRIP, OFF control, 315mm shaft (for MMS-32H/HI, IP65 rated) | MMS Extended rotary handle for ON, TRIP, OFF control, 315mm shaft (for MMS-32H/HI, IP65 rated) | MMS Extended rotary handle for ON, TRIP, OFF control, 315mm shaft (for MMS-32H/HI, IP65 rated) | 40.25 | 10.8675 | 10.8675
ENCLOSURE
Part# | Part# | Part# | Part# | Description | [13 empty] | List Price
MMS-EPH32-65S |  |  |  | Plastic Enclosure for MMS-32H/HI, IP65 Rated, Lockable in on/off position | [13 empty] | 46.96 | 12.6792 | 12.6792
PHASE BUS BAR
Part# | Part# | Part# | Part# | Description | [13 empty] | List Price
MMS-PB-322 | MMS-PB-322 | MMS-PB-322 | MMS-PB-322 | Phase-bus bar for a parallel circuit connection for 2 MMSs, MMS-32S/H/HI | MMS Phase Bus Bar for a parallel connection w/ 2 power terminals in the circuit for MMS-32S/H/HI | MMS Phase Bus Bar for a parallel connection w/ 2 power terminals in the circuit for MMS-32S/H/HI | MMS Phase Bus Bar for a parallel connection w/ 2 power terminals in the circuit for MMS-32S/H/HI | MMS Phase Bus Bar for a parallel connection w/ 2 power terminals in the circuit for MMS-32S/H/HI | MMS Phase Bus Bar for a parallel connection w/ 2 power terminals in the circuit for MMS-32S/H/HI | MMS Phase Bus Bar for a parallel connection w/ 2 power terminals in the circuit for MMS-32S/H/HI | MMS Phase Bus Bar for a parallel connection w/ 2 power terminals in the circuit for MMS-32S/H/HI | MMS Phase Bus Bar for a parallel connection w/ 2 power terminals in the circuit for MMS-32S/H/HI | MMS Phase Bus Bar for a parallel connection w/ 2 power terminals in the circuit for MMS-32S/H/HI | MMS Phase Bus Bar for a parallel connection w/ 2 power terminals in the circuit for MMS-32S/H/HI | MMS Phase Bus Bar for a parallel connection w/ 2 power terminals in the circuit for MMS-32S/H/HI | MMS Phase Bus Bar for a parallel connection w/ 2 power terminals in the circuit for MMS-32S/H/HI | MMS Phase Bus Bar for a parallel connection w/ 2 power terminals in the circuit for MMS-32S/H/HI | 15.75 | 4.2525 | 4.2525
MMS-PB-323 | MMS-PB-323 | MMS-PB-323 | MMS-PB-323 | Phase-bus bar for a parallel circuit connection for 3 MMSs, MMS-32S/H/HI | MMS Phase Bus Bar for a parallel connection w/ 3 power terminals in the circuit for MMS-32S/H/HI | MMS Phase Bus Bar for a parallel connection w/ 3 power terminals in the circuit for MMS-32S/H/HI | MMS Phase Bus Bar for a parallel connection w/ 3 power terminals in the circuit for MMS-32S/H/HI | MMS Phase Bus Bar for a parallel connection w/ 3 power terminals in the circuit for MMS-32S/H/HI | MMS Phase Bus Bar for a parallel connection w/ 3 power terminals in the circuit for MMS-32S/H/HI | MMS Phase Bus Bar for a parallel connection w/ 3 power terminals in the circuit for MMS-32S/H/HI | MMS Phase Bus Bar for a parallel connection w/ 3 power terminals in the circuit for MMS-32S/H/HI | MMS Phase Bus Bar for a parallel connection w/ 3 power terminals in the circuit for MMS-32S/H/HI | MMS Phase Bus Bar for a parallel connection w/ 3 power terminals in the circuit for MMS-32S/H/HI | MMS Phase Bus Bar for a parallel connection w/ 3 power terminals in the circuit for MMS-32S/H/HI | MMS Phase Bus Bar for a parallel connection w/ 3 power terminals in the circuit for MMS-32S/H/HI | MMS Phase Bus Bar for a parallel connection w/ 3 power terminals in the circuit for MMS-32S/H/HI | MMS Phase Bus Bar for a parallel connection w/ 3 power terminals in the circuit for MMS-32S/H/HI | 20.8 | 5.616 | 5.616
MMS-PB-632 | MMS-PB-632 | MMS-PB-632 | MMS-PB-632 | Phase-bus bar for a parallel circuit connection for 2 MMSs, MMS-63S/H/HI | MMS Phase Bus Bar for a parallel connection w/ 2 power terminals in the circuit for MMS-63S/H/HI | MMS Phase Bus Bar for a parallel connection w/ 2 power terminals in the circuit for MMS-63S/H/HI | MMS Phase Bus Bar for a parallel connection w/ 2 power terminals in the circuit for MMS-63S/H/HI | MMS Phase Bus Bar for a parallel connection w/ 2 power terminals in the circuit for MMS-63S/H/HI | MMS Phase Bus Bar for a parallel connection w/ 2 power terminals in the circuit for MMS-63S/H/HI | MMS Phase Bus Bar for a parallel connection w/ 2 power terminals in the circuit for MMS-63S/H/HI | MMS Phase Bus Bar for a parallel connection w/ 2 power terminals in the circuit for MMS-63S/H/HI | MMS Phase Bus Bar for a parallel connection w/ 2 power terminals in the circuit for MMS-63S/H/HI | MMS Phase Bus Bar for a parallel connection w/ 2 power terminals in the circuit for MMS-63S/H/HI | MMS Phase Bus Bar for a parallel connection w/ 2 power terminals in the circuit for MMS-63S/H/HI | MMS Phase Bus Bar for a parallel connection w/ 2 power terminals in the circuit for MMS-63S/H/HI | MMS Phase Bus Bar for a parallel connection w/ 2 power terminals in the circuit for MMS-63S/H/HI | MMS Phase Bus Bar for a parallel connection w/ 2 power terminals in the circuit for MMS-63S/H/HI | 17.85 | 4.8195 | 4.8195
MMS-PB-633 | MMS-PB-633 | MMS-PB-633 | MMS-PB-633 | Phase-bus bar for a parallel circuit connection for 3 MMSs, MMS-63S/H/HI | MMS Phase Bus Bar for a parallel connection w/ 3 power terminals in the circuit for MMS-63S/H/HI | MMS Phase Bus Bar for a parallel connection w/ 3 power terminals in the circuit for MMS-63S/H/HI | MMS Phase Bus Bar for a parallel connection w/ 3 power terminals in the circuit for MMS-63S/H/HI | MMS Phase Bus Bar for a parallel connection w/ 3 power terminals in the circuit for MMS-63S/H/HI | MMS Phase Bus Bar for a parallel connection w/ 3 power terminals in the circuit for MMS-63S/H/HI | MMS Phase Bus Bar for a parallel connection w/ 3 power terminals in the circuit for MMS-63S/H/HI | MMS Phase Bus Bar for a parallel connection w/ 3 power terminals in the circuit for MMS-63S/H/HI | MMS Phase Bus Bar for a parallel connection w/ 3 power terminals in the circuit for MMS-63S/H/HI | MMS Phase Bus Bar for a parallel connection w/ 3 power terminals in the circuit for MMS-63S/H/HI | MMS Phase Bus Bar for a parallel connection w/ 3 power terminals in the circuit for MMS-63S/H/HI | MMS Phase Bus Bar for a parallel connection w/ 3 power terminals in the circuit for MMS-63S/H/HI | MMS Phase Bus Bar for a parallel connection w/ 3 power terminals in the circuit for MMS-63S/H/HI | MMS Phase Bus Bar for a parallel connection w/ 3 power terminals in the circuit for MMS-63S/H/HI | 23.48 | 6.3396 | 6.3396
MMS-PBPC-32 | MMS-PBPC-32 | MMS-PBPC-32 | MMS-PBPC-32 | Safety cover for MMS Phase-bus bar PB-322, 323 | Safety cover for MMS Phase Bus Bar PB-322, 323 (for MMS-32S, MMS-32H) | Safety cover for MMS Phase Bus Bar PB-322, 323 (for MMS-32S, MMS-32H) | Safety cover for MMS Phase Bus Bar PB-322, 323 (for MMS-32S, MMS-32H) | Safety cover for MMS Phase Bus Bar PB-322, 323 (for MMS-32S, MMS-32H) | Safety cover for MMS Phase Bus Bar PB-322, 323 (for MMS-32S, MMS-32H) | Safety cover for MMS Phase Bus Bar PB-322, 323 (for MMS-32S, MMS-32H) | Safety cover for MMS Phase Bus Bar PB-322, 323 (for MMS-32S, MMS-32H) | Safety cover for MMS Phase Bus Bar PB-322, 323 (for MMS-32S, MMS-32H) | Safety cover for MMS Phase Bus Bar PB-322, 323 (for MMS-32S, MMS-32H) | Safety cover for MMS Phase Bus Bar PB-322, 323 (for MMS-32S, MMS-32H) | Safety cover for MMS Phase Bus Bar PB-322, 323 (for MMS-32S, MMS-32H) | Safety cover for MMS Phase Bus Bar PB-322, 323 (for MMS-32S, MMS-32H) | Safety cover for MMS Phase Bus Bar PB-322, 323 (for MMS-32S, MMS-32H) | 2.02 | 0.5454 | 0.5454
MMS-PBPC-63 | MMS-PBPC-63 | MMS-PBPC-63 | MMS-PBPC-63 | Safety cover for MMS Phase-bus bar PB-632, 633 | Safety cover for MMS Phase Bus Bar PB-632, 633 (for MMS-63S, MMS-63H/HI) | Safety cover for MMS Phase Bus Bar PB-632, 633 (for MMS-63S, MMS-63H/HI) | Safety cover for MMS Phase Bus Bar PB-632, 633 (for MMS-63S, MMS-63H/HI) | Safety cover for MMS Phase Bus Bar PB-632, 633 (for MMS-63S, MMS-63H/HI) | Safety cover for MMS Phase Bus Bar PB-632, 633 (for MMS-63S, MMS-63H/HI) | Safety cover for MMS Phase Bus Bar PB-632, 633 (for MMS-63S, MMS-63H/HI) | Safety cover for MMS Phase Bus Bar PB-632, 633 (for MMS-63S, MMS-63H/HI) | Safety cover for MMS Phase Bus Bar PB-632, 633 (for MMS-63S, MMS-63H/HI) | Safety cover for MMS Phase Bus Bar PB-632, 633 (for MMS-63S, MMS-63H/HI) | Safety cover for MMS Phase Bus Bar PB-632, 633 (for MMS-63S, MMS-63H/HI) | Safety cover for MMS Phase Bus Bar PB-632, 633 (for MMS-63S, MMS-63H/HI) | Safety cover for MMS Phase Bus Bar PB-632, 633 (for MMS-63S, MMS-63H/HI) | Safety cover for MMS Phase Bus Bar PB-632, 633 (for MMS-63S, MMS-63H/HI) | 2.02 | 0.5454 | 0.5454
DIRECT ADAPTER, DA
*DA is used to connect MMS directly with a contactor
Part# | Part# | Part# | Part# | Description | [13 empty] | List Price
MMS-DA-16SA | MMS-DA-16SA | MMS-DA-16SA | MMS-DA-16SA | Direct Adapter for MMS-32S + GMC Mini AC contactors | Direct Adapter, MMS + GMC mini AC contactors (MMS-32S + GMC mini AC contactor) | Direct Adapter, MMS + GMC mini AC contactors (MMS-32S + GMC mini AC contactor) | Direct Adapter, MMS + GMC mini AC contactors (MMS-32S + GMC mini AC contactor) | Direct Adapter, MMS + GMC mini AC contactors (MMS-32S + GMC mini AC contactor) | Direct Adapter, MMS + GMC mini AC contactors (MMS-32S + GMC mini AC contactor) | Direct Adapter, MMS + GMC mini AC contactors (MMS-32S + GMC mini AC contactor) | Direct Adapter, MMS + GMC mini AC contactors (MMS-32S + GMC mini AC contactor) | Direct Adapter, MMS + GMC mini AC contactors (MMS-32S + GMC mini AC contactor) | Direct Adapter, MMS + GMC mini AC contactors (MMS-32S + GMC mini AC contactor) | Direct Adapter, MMS + GMC mini AC contactors (MMS-32S + GMC mini AC contactor) | Direct Adapter, MMS + GMC mini AC contactors (MMS-32S + GMC mini AC contactor) | Direct Adapter, MMS + GMC mini AC contactors (MMS-32S + GMC mini AC contactor) | Direct Adapter, MMS + GMC mini AC contactors (MMS-32S + GMC mini AC contactor) | 12.97 | 3.5019 | 3.5019
MMS-DA-16SD | MMS-DA-16SD | MMS-DA-16SD | MMS-DA-16SD | Direct Adapter for MMS-32S + GMD Mini DC contactors | Direct Adapter, MMS + GMC mini DC contactors (MMS-32S + GMC mini DC contactor) | Direct Adapter, MMS + GMC mini DC contactors (MMS-32S + GMC mini DC contactor) | Direct Adapter, MMS + GMC mini DC contactors (MMS-32S + GMC mini DC contactor) | Direct Adapter, MMS + GMC mini DC contactors (MMS-32S + GMC mini DC contactor) | Direct Adapter, MMS + GMC mini DC contactors (MMS-32S + GMC mini DC contactor) | Direct Adapter, MMS + GMC mini DC contactors (MMS-32S + GMC mini DC contactor) | Direct Adapter, MMS + GMC mini DC contactors (MMS-32S + GMC mini DC contactor) | Direct Adapter, MMS + GMC mini DC contactors (MMS-32S + GMC mini DC contactor) | Direct Adapter, MMS + GMC mini DC contactors (MMS-32S + GMC mini DC contactor) | Direct Adapter, MMS + GMC mini DC contactors (MMS-32S + GMC mini DC contactor) | Direct Adapter, MMS + GMC mini DC contactors (MMS-32S + GMC mini DC contactor) | Direct Adapter, MMS + GMC mini DC contactors (MMS-32S + GMC mini DC contactor) | Direct Adapter, MMS + GMC mini DC contactors (MMS-32S + GMC mini DC contactor) | 12.97 | 3.5019 | 3.5019
MMS-DA-16HA | MMS-DA-16HA | MMS-DA-16HA | MMS-DA-16HA | Direct Adapter for MMS-32H/HI + GMC Mini AC contactors | Direct Adapter, MMS + GMC mini AC contactors (MMS-32H/HI + GMC mini AC contactor) | Direct Adapter, MMS + GMC mini AC contactors (MMS-32H/HI + GMC mini AC contactor) | Direct Adapter, MMS + GMC mini AC contactors (MMS-32H/HI + GMC mini AC contactor) | Direct Adapter, MMS + GMC mini AC contactors (MMS-32H/HI + GMC mini AC contactor) | Direct Adapter, MMS + GMC mini AC contactors (MMS-32H/HI + GMC mini AC contactor) | Direct Adapter, MMS + GMC mini AC contactors (MMS-32H/HI + GMC mini AC contactor) | Direct Adapter, MMS + GMC mini AC contactors (MMS-32H/HI + GMC mini AC contactor) | Direct Adapter, MMS + GMC mini AC contactors (MMS-32H/HI + GMC mini AC contactor) | Direct Adapter, MMS + GMC mini AC contactors (MMS-32H/HI + GMC mini AC contactor) | Direct Adapter, MMS + GMC mini AC contactors (MMS-32H/HI + GMC mini AC contactor) | Direct Adapter, MMS + GMC mini AC contactors (MMS-32H/HI + GMC mini AC contactor) | Direct Adapter, MMS + GMC mini AC contactors (MMS-32H/HI + GMC mini AC contactor) | Direct Adapter, MMS + GMC mini AC contactors (MMS-32H/HI + GMC mini AC contactor) | 12.97 | 3.5019 | 3.5019
MMS-DA-16HD | MMS-DA-16HD | MMS-DA-16HD | MMS-DA-16HD | Direct Adapter for MMS-32H/HI + GMD Mini DC contactors | Direct Adapter, MMS + GMC mini DC contactors (MMS-32H/HI + GMC mini DC contactor) | Direct Adapter, MMS + GMC mini DC contactors (MMS-32H/HI + GMC mini DC contactor) | Direct Adapter, MMS + GMC mini DC contactors (MMS-32H/HI + GMC mini DC contactor) | Direct Adapter, MMS + GMC mini DC contactors (MMS-32H/HI + GMC mini DC contactor) | Direct Adapter, MMS + GMC mini DC contactors (MMS-32H/HI + GMC mini DC contactor) | Direct Adapter, MMS + GMC mini DC contactors (MMS-32H/HI + GMC mini DC contactor) | Direct Adapter, MMS + GMC mini DC contactors (MMS-32H/HI + GMC mini DC contactor) | Direct Adapter, MMS + GMC mini DC contactors (MMS-32H/HI + GMC mini DC contactor) | Direct Adapter, MMS + GMC mini DC contactors (MMS-32H/HI + GMC mini DC contactor) | Direct Adapter, MMS + GMC mini DC contactors (MMS-32H/HI + GMC mini DC contactor) | Direct Adapter, MMS + GMC mini DC contactors (MMS-32H/HI + GMC mini DC contactor) | Direct Adapter, MMS + GMC mini DC contactors (MMS-32H/HI + GMC mini DC contactor) | Direct Adapter, MMS + GMC mini DC contactors (MMS-32H/HI + GMC mini DC contactor) | 12.97 | 3.5019 | 3.5019
MMS-DA-18SA | MMS-DA-18SA | MMS-DA-18SA | MMS-DA-18SA | Direct Adapter for MMS-32S + MC-6a~18a AC | Direct Adapter, MMS + Metasol AC contactors (MMS-32S + MC-6a~18a) | Direct Adapter, MMS + Metasol AC contactors (MMS-32S + MC-6a~18a) | Direct Adapter, MMS + Metasol AC contactors (MMS-32S + MC-6a~18a) | Direct Adapter, MMS + Metasol AC contactors (MMS-32S + MC-6a~18a) | Direct Adapter, MMS + Metasol AC contactors (MMS-32S + MC-6a~18a) | Direct Adapter, MMS + Metasol AC contactors (MMS-32S + MC-6a~18a) | Direct Adapter, MMS + Metasol AC contactors (MMS-32S + MC-6a~18a) | Direct Adapter, MMS + Metasol AC contactors (MMS-32S + MC-6a~18a) | Direct Adapter, MMS + Metasol AC contactors (MMS-32S + MC-6a~18a) | Direct Adapter, MMS + Metasol AC contactors (MMS-32S + MC-6a~18a) | Direct Adapter, MMS + Metasol AC contactors (MMS-32S + MC-6a~18a) | Direct Adapter, MMS + Metasol AC contactors (MMS-32S + MC-6a~18a) | Direct Adapter, MMS + Metasol AC contactors (MMS-32S + MC-6a~18a) | 13.72 | 3.7044 | 3.7044
MMS-DA-18SD | MMS-DA-18SD | MMS-DA-18SD | MMS-DA-18SD | Direct Adapter for MMS-32S + MC-6a~18a DC | Direct Adapter, MMS + Metasol DC contactors (MMS-32S + MC-6a~18a) | Direct Adapter, MMS + Metasol DC contactors (MMS-32S + MC-6a~18a) | Direct Adapter, MMS + Metasol DC contactors (MMS-32S + MC-6a~18a) | Direct Adapter, MMS + Metasol DC contactors (MMS-32S + MC-6a~18a) | Direct Adapter, MMS + Metasol DC contactors (MMS-32S + MC-6a~18a) | Direct Adapter, MMS + Metasol DC contactors (MMS-32S + MC-6a~18a) | Direct Adapter, MMS + Metasol DC contactors (MMS-32S + MC-6a~18a) | Direct Adapter, MMS + Metasol DC contactors (MMS-32S + MC-6a~18a) | Direct Adapter, MMS + Metasol DC contactors (MMS-32S + MC-6a~18a) | Direct Adapter, MMS + Metasol DC contactors (MMS-32S + MC-6a~18a) | Direct Adapter, MMS + Metasol DC contactors (MMS-32S + MC-6a~18a) | Direct Adapter, MMS + Metasol DC contactors (MMS-32S + MC-6a~18a) | Direct Adapter, MMS + Metasol DC contactors (MMS-32S + MC-6a~18a) | 13.72 | 3.7044 | 3.7044
MMS-DA-18HA | MMS-DA-18HA | MMS-DA-18HA | MMS-DA-18HA | Direct Adapter for MMS-32H/HI + MC-6a~18a AC | Direct Adapter, MMS + Metasol AC contactors (MMS-32H/HI + MC-6a~18a) | Direct Adapter, MMS + Metasol AC contactors (MMS-32H/HI + MC-6a~18a) | Direct Adapter, MMS + Metasol AC contactors (MMS-32H/HI + MC-6a~18a) | Direct Adapter, MMS + Metasol AC contactors (MMS-32H/HI + MC-6a~18a) | Direct Adapter, MMS + Metasol AC contactors (MMS-32H/HI + MC-6a~18a) | Direct Adapter, MMS + Metasol AC contactors (MMS-32H/HI + MC-6a~18a) | Direct Adapter, MMS + Metasol AC contactors (MMS-32H/HI + MC-6a~18a) | Direct Adapter, MMS + Metasol AC contactors (MMS-32H/HI + MC-6a~18a) | Direct Adapter, MMS + Metasol AC contactors (MMS-32H/HI + MC-6a~18a) | Direct Adapter, MMS + Metasol AC contactors (MMS-32H/HI + MC-6a~18a) | Direct Adapter, MMS + Metasol AC contactors (MMS-32H/HI + MC-6a~18a) | Direct Adapter, MMS + Metasol AC contactors (MMS-32H/HI + MC-6a~18a) | Direct Adapter, MMS + Metasol AC contactors (MMS-32H/HI + MC-6a~18a) | 13.72 | 3.7044 | 3.7044
MMS-DA-18HD | MMS-DA-18HD | MMS-DA-18HD | MMS-DA-18HD | Direct Adapter for MMS-32H/HI + MC-6a~18a DC | Direct Adapter, MMS + Metasol DC contactors (MMS-32H/HI + MC-6a~18a) | Direct Adapter, MMS + Metasol DC contactors (MMS-32H/HI + MC-6a~18a) | Direct Adapter, MMS + Metasol DC contactors (MMS-32H/HI + MC-6a~18a) | Direct Adapter, MMS + Metasol DC contactors (MMS-32H/HI + MC-6a~18a) | Direct Adapter, MMS + Metasol DC contactors (MMS-32H/HI + MC-6a~18a) | Direct Adapter, MMS + Metasol DC contactors (MMS-32H/HI + MC-6a~18a) | Direct Adapter, MMS + Metasol DC contactors (MMS-32H/HI + MC-6a~18a) | Direct Adapter, MMS + Metasol DC contactors (MMS-32H/HI + MC-6a~18a) | Direct Adapter, MMS + Metasol DC contactors (MMS-32H/HI + MC-6a~18a) | Direct Adapter, MMS + Metasol DC contactors (MMS-32H/HI + MC-6a~18a) | Direct Adapter, MMS + Metasol DC contactors (MMS-32H/HI + MC-6a~18a) | Direct Adapter, MMS + Metasol DC contactors (MMS-32H/HI + MC-6a~18a) | Direct Adapter, MMS + Metasol DC contactors (MMS-32H/HI + MC-6a~18a) | 13.72 | 3.7044 | 3.7044
MMS-DA-22SA | MMS-DA-22SA | MMS-DA-22SA | MMS-DA-22SA | Direct Adapter for MMS-32S + MC-9b~22b AC | Direct Adapter, MMS + Metasol AC Contactors (MMS-32S + MC-9b~22b) | Direct Adapter, MMS + Metasol AC Contactors (MMS-32S + MC-9b~22b) | Direct Adapter, MMS + Metasol AC Contactors (MMS-32S + MC-9b~22b) | Direct Adapter, MMS + Metasol AC Contactors (MMS-32S + MC-9b~22b) | Direct Adapter, MMS + Metasol AC Contactors (MMS-32S + MC-9b~22b) | Direct Adapter, MMS + Metasol AC Contactors (MMS-32S + MC-9b~22b) | Direct Adapter, MMS + Metasol AC Contactors (MMS-32S + MC-9b~22b) | Direct Adapter, MMS + Metasol AC Contactors (MMS-32S + MC-9b~22b) | Direct Adapter, MMS + Metasol AC Contactors (MMS-32S + MC-9b~22b) | Direct Adapter, MMS + Metasol AC Contactors (MMS-32S + MC-9b~22b) | Direct Adapter, MMS + Metasol AC Contactors (MMS-32S + MC-9b~22b) | Direct Adapter, MMS + Metasol AC Contactors (MMS-32S + MC-9b~22b) | Direct Adapter, MMS + Metasol AC Contactors (MMS-32S + MC-9b~22b) | 14.77 | 3.9879 | 3.9879
MMS-DA-22SD | MMS-DA-22SD | MMS-DA-22SD | MMS-DA-22SD | Direct Adapter for MMS-32S + MC-9b~22b DC | Direct Adapter, MMS + Metasol DC Contactors (MMS-32S + MC-9b~22b) | Direct Adapter, MMS + Metasol DC Contactors (MMS-32S + MC-9b~22b) | Direct Adapter, MMS + Metasol DC Contactors (MMS-32S + MC-9b~22b) | Direct Adapter, MMS + Metasol DC Contactors (MMS-32S + MC-9b~22b) | Direct Adapter, MMS + Metasol DC Contactors (MMS-32S + MC-9b~22b) | Direct Adapter, MMS + Metasol DC Contactors (MMS-32S + MC-9b~22b) | Direct Adapter, MMS + Metasol DC Contactors (MMS-32S + MC-9b~22b) | Direct Adapter, MMS + Metasol DC Contactors (MMS-32S + MC-9b~22b) | Direct Adapter, MMS + Metasol DC Contactors (MMS-32S + MC-9b~22b) | Direct Adapter, MMS + Metasol DC Contactors (MMS-32S + MC-9b~22b) | Direct Adapter, MMS + Metasol DC Contactors (MMS-32S + MC-9b~22b) | Direct Adapter, MMS + Metasol DC Contactors (MMS-32S + MC-9b~22b) | Direct Adapter, MMS + Metasol DC Contactors (MMS-32S + MC-9b~22b) | 14.77 | 3.9879 | 3.9879
MMS-DA-22HA | MMS-DA-22HA | MMS-DA-22HA | MMS-DA-22HA | Direct Adapter for MMS-32H/HI + MC-9b~22b AC | Direct Adapter, MMS + Metasol AC Contactors (MMS-32H/HI + MC-9b~22b) | Direct Adapter, MMS + Metasol AC Contactors (MMS-32H/HI + MC-9b~22b) | Direct Adapter, MMS + Metasol AC Contactors (MMS-32H/HI + MC-9b~22b) | Direct Adapter, MMS + Metasol AC Contactors (MMS-32H/HI + MC-9b~22b) | Direct Adapter, MMS + Metasol AC Contactors (MMS-32H/HI + MC-9b~22b) | Direct Adapter, MMS + Metasol AC Contactors (MMS-32H/HI + MC-9b~22b) | Direct Adapter, MMS + Metasol AC Contactors (MMS-32H/HI + MC-9b~22b) | Direct Adapter, MMS + Metasol AC Contactors (MMS-32H/HI + MC-9b~22b) | Direct Adapter, MMS + Metasol AC Contactors (MMS-32H/HI + MC-9b~22b) | Direct Adapter, MMS + Metasol AC Contactors (MMS-32H/HI + MC-9b~22b) | Direct Adapter, MMS + Metasol AC Contactors (MMS-32H/HI + MC-9b~22b) | Direct Adapter, MMS + Metasol AC Contactors (MMS-32H/HI + MC-9b~22b) | Direct Adapter, MMS + Metasol AC Contactors (MMS-32H/HI + MC-9b~22b) | 14.77 | 3.9879 | 3.9879
MMS-DA-22HD | MMS-DA-22HD | MMS-DA-22HD | MMS-DA-22HD | Direct Adapter for MMS-32H/HI + MC-9b~22b DC | Direct Adapter, MMS + Metasol DC Contactors (MMS-32H/HI + MC-9b~22b) | Direct Adapter, MMS + Metasol DC Contactors (MMS-32H/HI + MC-9b~22b) | Direct Adapter, MMS + Metasol DC Contactors (MMS-32H/HI + MC-9b~22b) | Direct Adapter, MMS + Metasol DC Contactors (MMS-32H/HI + MC-9b~22b) | Direct Adapter, MMS + Metasol DC Contactors (MMS-32H/HI + MC-9b~22b) | Direct Adapter, MMS + Metasol DC Contactors (MMS-32H/HI + MC-9b~22b) | Direct Adapter, MMS + Metasol DC Contactors (MMS-32H/HI + MC-9b~22b) | Direct Adapter, MMS + Metasol DC Contactors (MMS-32H/HI + MC-9b~22b) | Direct Adapter, MMS + Metasol DC Contactors (MMS-32H/HI + MC-9b~22b) | Direct Adapter, MMS + Metasol DC Contactors (MMS-32H/HI + MC-9b~22b) | Direct Adapter, MMS + Metasol DC Contactors (MMS-32H/HI + MC-9b~22b) | Direct Adapter, MMS + Metasol DC Contactors (MMS-32H/HI + MC-9b~22b) | Direct Adapter, MMS + Metasol DC Contactors (MMS-32H/HI + MC-9b~22b) | 14.77 | 3.9879 | 3.9879
MMS-DA-32SA | MMS-DA-32SA | MMS-DA-32SA | MMS-DA-32SA | Direct Adapter for MMS-32S + MC-32a~40a AC | Direct Adapter, MMS + Metasol AC Contactors (MMS-32S + MC-32a~40a) | Direct Adapter, MMS + Metasol AC Contactors (MMS-32S + MC-32a~40a) | Direct Adapter, MMS + Metasol AC Contactors (MMS-32S + MC-32a~40a) | Direct Adapter, MMS + Metasol AC Contactors (MMS-32S + MC-32a~40a) | Direct Adapter, MMS + Metasol AC Contactors (MMS-32S + MC-32a~40a) | Direct Adapter, MMS + Metasol AC Contactors (MMS-32S + MC-32a~40a) | Direct Adapter, MMS + Metasol AC Contactors (MMS-32S + MC-32a~40a) | Direct Adapter, MMS + Metasol AC Contactors (MMS-32S + MC-32a~40a) | Direct Adapter, MMS + Metasol AC Contactors (MMS-32S + MC-32a~40a) | Direct Adapter, MMS + Metasol AC Contactors (MMS-32S + MC-32a~40a) | Direct Adapter, MMS + Metasol AC Contactors (MMS-32S + MC-32a~40a) | Direct Adapter, MMS + Metasol AC Contactors (MMS-32S + MC-32a~40a) | Direct Adapter, MMS + Metasol AC Contactors (MMS-32S + MC-32a~40a) | 14.77 | 3.9879 | 3.9879
MMS-DA-32SD | MMS-DA-32SD | MMS-DA-32SD | MMS-DA-32SD | Direct Adapter for MMS-32S + MC-32a~40a DC | Direct Adapter, MMS + Metasol DC Contactors (MMS-32S + MC-32a~40a) | Direct Adapter, MMS + Metasol DC Contactors (MMS-32S + MC-32a~40a) | Direct Adapter, MMS + Metasol DC Contactors (MMS-32S + MC-32a~40a) | Direct Adapter, MMS + Metasol DC Contactors (MMS-32S + MC-32a~40a) | Direct Adapter, MMS + Metasol DC Contactors (MMS-32S + MC-32a~40a) | Direct Adapter, MMS + Metasol DC Contactors (MMS-32S + MC-32a~40a) | Direct Adapter, MMS + Metasol DC Contactors (MMS-32S + MC-32a~40a) | Direct Adapter, MMS + Metasol DC Contactors (MMS-32S + MC-32a~40a) | Direct Adapter, MMS + Metasol DC Contactors (MMS-32S + MC-32a~40a) | Direct Adapter, MMS + Metasol DC Contactors (MMS-32S + MC-32a~40a) | Direct Adapter, MMS + Metasol DC Contactors (MMS-32S + MC-32a~40a) | Direct Adapter, MMS + Metasol DC Contactors (MMS-32S + MC-32a~40a) | Direct Adapter, MMS + Metasol DC Contactors (MMS-32S + MC-32a~40a) | 14.77 | 3.9879 | 3.9879
MMS-DA-32HA | MMS-DA-32HA | MMS-DA-32HA | MMS-DA-32HA | Direct Adapter for MMS-32H/HI + MC-32a~40a AC | Direct Adapter, MMS + Metasol AC Contactors (MMS-32H/HI + MC-32a~40a) | Direct Adapter, MMS + Metasol AC Contactors (MMS-32H/HI + MC-32a~40a) | Direct Adapter, MMS + Metasol AC Contactors (MMS-32H/HI + MC-32a~40a) | Direct Adapter, MMS + Metasol AC Contactors (MMS-32H/HI + MC-32a~40a) | Direct Adapter, MMS + Metasol AC Contactors (MMS-32H/HI + MC-32a~40a) | Direct Adapter, MMS + Metasol AC Contactors (MMS-32H/HI + MC-32a~40a) | Direct Adapter, MMS + Metasol AC Contactors (MMS-32H/HI + MC-32a~40a) | Direct Adapter, MMS + Metasol AC Contactors (MMS-32H/HI + MC-32a~40a) | Direct Adapter, MMS + Metasol AC Contactors (MMS-32H/HI + MC-32a~40a) | Direct Adapter, MMS + Metasol AC Contactors (MMS-32H/HI + MC-32a~40a) | Direct Adapter, MMS + Metasol AC Contactors (MMS-32H/HI + MC-32a~40a) | Direct Adapter, MMS + Metasol AC Contactors (MMS-32H/HI + MC-32a~40a) | Direct Adapter, MMS + Metasol AC Contactors (MMS-32H/HI + MC-32a~40a) | 14.77 | 3.9879 | 3.9879
MMS-DA-32HD | MMS-DA-32HD | MMS-DA-32HD | MMS-DA-32HD | Direct Adapter for MMS-32H/HI + MC-32a~40a DC | Direct Adapter, MMS + Metasol DC Contactors (MMS-32H/HI + MC-32a~40a) | Direct Adapter, MMS + Metasol DC Contactors (MMS-32H/HI + MC-32a~40a) | Direct Adapter, MMS + Metasol DC Contactors (MMS-32H/HI + MC-32a~40a) | Direct Adapter, MMS + Metasol DC Contactors (MMS-32H/HI + MC-32a~40a) | Direct Adapter, MMS + Metasol DC Contactors (MMS-32H/HI + MC-32a~40a) | Direct Adapter, MMS + Metasol DC Contactors (MMS-32H/HI + MC-32a~40a) | Direct Adapter, MMS + Metasol DC Contactors (MMS-32H/HI + MC-32a~40a) | Direct Adapter, MMS + Metasol DC Contactors (MMS-32H/HI + MC-32a~40a) | Direct Adapter, MMS + Metasol DC Contactors (MMS-32H/HI + MC-32a~40a) | Direct Adapter, MMS + Metasol DC Contactors (MMS-32H/HI + MC-32a~40a) | Direct Adapter, MMS + Metasol DC Contactors (MMS-32H/HI + MC-32a~40a) | Direct Adapter, MMS + Metasol DC Contactors (MMS-32H/HI + MC-32a~40a) | Direct Adapter, MMS + Metasol DC Contactors (MMS-32H/HI + MC-32a~40a) | 14.77 | 3.9879 | 3.9879
MMS-DA-63A | MMS-DA-63A | MMS-DA-63A | MMS-DA-63A | Direct Adapter for MMS-63S/H/HI + MC-50a~65a AC Lug type only | Direct Adapter, MMS + Metasol AC Contactors (MMS-63S/H/HI + MC-50a~65a L) | Direct Adapter, MMS + Metasol AC Contactors (MMS-63S/H/HI + MC-50a~65a L) | Direct Adapter, MMS + Metasol AC Contactors (MMS-63S/H/HI + MC-50a~65a L) | Direct Adapter, MMS + Metasol AC Contactors (MMS-63S/H/HI + MC-50a~65a L) | Direct Adapter, MMS + Metasol AC Contactors (MMS-63S/H/HI + MC-50a~65a L) | Direct Adapter, MMS + Metasol AC Contactors (MMS-63S/H/HI + MC-50a~65a L) | Direct Adapter, MMS + Metasol AC Contactors (MMS-63S/H/HI + MC-50a~65a L) | Direct Adapter, MMS + Metasol AC Contactors (MMS-63S/H/HI + MC-50a~65a L) | Direct Adapter, MMS + Metasol AC Contactors (MMS-63S/H/HI + MC-50a~65a L) | Direct Adapter, MMS + Metasol AC Contactors (MMS-63S/H/HI + MC-50a~65a L) | Direct Adapter, MMS + Metasol AC Contactors (MMS-63S/H/HI + MC-50a~65a L) | Direct Adapter, MMS + Metasol AC Contactors (MMS-63S/H/HI + MC-50a~65a L) | Direct Adapter, MMS + Metasol AC Contactors (MMS-63S/H/HI + MC-50a~65a L) | 16.17 | 4.3659 | 4.3659
MMS-DA-63D | MMS-DA-63D | MMS-DA-63D | MMS-DA-63D | Direct Adapter for MMS-63S/H/HI + MC-50a~65a DC Lug type only | Direct Adapter, MMS + Metasol DC Contactors (MMS-63S/H/HI + MC-50a~65a L) | Direct Adapter, MMS + Metasol DC Contactors (MMS-63S/H/HI + MC-50a~65a L) | Direct Adapter, MMS + Metasol DC Contactors (MMS-63S/H/HI + MC-50a~65a L) | Direct Adapter, MMS + Metasol DC Contactors (MMS-63S/H/HI + MC-50a~65a L) | Direct Adapter, MMS + Metasol DC Contactors (MMS-63S/H/HI + MC-50a~65a L) | Direct Adapter, MMS + Metasol DC Contactors (MMS-63S/H/HI + MC-50a~65a L) | Direct Adapter, MMS + Metasol DC Contactors (MMS-63S/H/HI + MC-50a~65a L) | Direct Adapter, MMS + Metasol DC Contactors (MMS-63S/H/HI + MC-50a~65a L) | Direct Adapter, MMS + Metasol DC Contactors (MMS-63S/H/HI + MC-50a~65a L) | Direct Adapter, MMS + Metasol DC Contactors (MMS-63S/H/HI + MC-50a~65a L) | Direct Adapter, MMS + Metasol DC Contactors (MMS-63S/H/HI + MC-50a~65a L) | Direct Adapter, MMS + Metasol DC Contactors (MMS-63S/H/HI + MC-50a~65a L) | Direct Adapter, MMS + Metasol DC Contactors (MMS-63S/H/HI + MC-50a~65a L) | 16.17 | 4.3659 | 4.3659
MMS-DA-95A | MMS-DA-95A | MMS-DA-95A | MMS-DA-95A | Direct Adapter for MMS-100S/H/HI + MC-75a~100a AC Lug type only | Direct Adapter, MMS + Metasol AC Contactors, Lug type (MMS-100S/H/HI + MC-75a~100a L) | Direct Adapter, MMS + Metasol AC Contactors, Lug type (MMS-100S/H/HI + MC-75a~100a L) | Direct Adapter, MMS + Metasol AC Contactors, Lug type (MMS-100S/H/HI + MC-75a~100a L) | Direct Adapter, MMS + Metasol AC Contactors, Lug type (MMS-100S/H/HI + MC-75a~100a L) | Direct Adapter, MMS + Metasol AC Contactors, Lug type (MMS-100S/H/HI + MC-75a~100a L) | Direct Adapter, MMS + Metasol AC Contactors, Lug type (MMS-100S/H/HI + MC-75a~100a L) | Direct Adapter, MMS + Metasol AC Contactors, Lug type (MMS-100S/H/HI + MC-75a~100a L) | Direct Adapter, MMS + Metasol AC Contactors, Lug type (MMS-100S/H/HI + MC-75a~100a L) | Direct Adapter, MMS + Metasol AC Contactors, Lug type (MMS-100S/H/HI + MC-75a~100a L) | Direct Adapter, MMS + Metasol AC Contactors, Lug type (MMS-100S/H/HI + MC-75a~100a L) | Direct Adapter, MMS + Metasol AC Contactors, Lug type (MMS-100S/H/HI + MC-75a~100a L) | Direct Adapter, MMS + Metasol AC Contactors, Lug type (MMS-100S/H/HI + MC-75a~100a L) | Direct Adapter, MMS + Metasol AC Contactors, Lug type (MMS-100S/H/HI + MC-75a~100a L) | 20.51 | 5.5377 | 5.5377
MMS-DA-95D | MMS-DA-95D | MMS-DA-95D | MMS-DA-95D | Direct Adapter for MMS-100S/H/HI + MC-75a~100a DC Lug type only | Direct Adapter, MMS + Metasol DC Contactors, Lug type (MMS-100S/H/HI + MC-75a~100a L) | Direct Adapter, MMS + Metasol DC Contactors, Lug type (MMS-100S/H/HI + MC-75a~100a L) | Direct Adapter, MMS + Metasol DC Contactors, Lug type (MMS-100S/H/HI + MC-75a~100a L) | Direct Adapter, MMS + Metasol DC Contactors, Lug type (MMS-100S/H/HI + MC-75a~100a L) | Direct Adapter, MMS + Metasol DC Contactors, Lug type (MMS-100S/H/HI + MC-75a~100a L) | Direct Adapter, MMS + Metasol DC Contactors, Lug type (MMS-100S/H/HI + MC-75a~100a L) | Direct Adapter, MMS + Metasol DC Contactors, Lug type (MMS-100S/H/HI + MC-75a~100a L) | Direct Adapter, MMS + Metasol DC Contactors, Lug type (MMS-100S/H/HI + MC-75a~100a L) | Direct Adapter, MMS + Metasol DC Contactors, Lug type (MMS-100S/H/HI + MC-75a~100a L) | Direct Adapter, MMS + Metasol DC Contactors, Lug type (MMS-100S/H/HI + MC-75a~100a L) | Direct Adapter, MMS + Metasol DC Contactors, Lug type (MMS-100S/H/HI + MC-75a~100a L) | Direct Adapter, MMS + Metasol DC Contactors, Lug type (MMS-100S/H/HI + MC-75a~100a L) | Direct Adapter, MMS + Metasol DC Contactors, Lug type (MMS-100S/H/HI + MC-75a~100a L) | 20.51 | 5.5377 | 5.5377
MOUNTING UNIT, MU
*MU is attached module to connect joined MMS+DA+Contactor
Part# | Part# | Part# | Part# | Description | [13 empty] | List Price
MMS-MU-45 | MMS-MU-45 | MMS-MU-45 | MMS-MU-45 | Mounting Unit (45mm) for MMS-32 + MC-6a~40a or Mini Contactors | Mounting Unit 45mm for MMS-32 + Metasol MC-6a~40a/GMC Mini contactors | Mounting Unit 45mm for MMS-32 + Metasol MC-6a~40a/GMC Mini contactors | Mounting Unit 45mm for MMS-32 + Metasol MC-6a~40a/GMC Mini contactors | Mounting Unit 45mm for MMS-32 + Metasol MC-6a~40a/GMC Mini contactors | Mounting Unit 45mm for MMS-32 + Metasol MC-6a~40a/GMC Mini contactors | Mounting Unit 45mm for MMS-32 + Metasol MC-6a~40a/GMC Mini contactors | Mounting Unit 45mm for MMS-32 + Metasol MC-6a~40a/GMC Mini contactors | Mounting Unit 45mm for MMS-32 + Metasol MC-6a~40a/GMC Mini contactors | Mounting Unit 45mm for MMS-32 + Metasol MC-6a~40a/GMC Mini contactors | Mounting Unit 45mm for MMS-32 + Metasol MC-6a~40a/GMC Mini contactors | Mounting Unit 45mm for MMS-32 + Metasol MC-6a~40a/GMC Mini contactors | Mounting Unit 45mm for MMS-32 + Metasol MC-6a~40a/GMC Mini contactors | Mounting Unit 45mm for MMS-32 + Metasol MC-6a~40a/GMC Mini contactors | 23.16 | 6.2532 | 6.2532
MMS-MU-55 | MMS-MU-55 | MMS-MU-55 | MMS-MU-55 | Mounting Unit (55mm) for MMS-63 + MC-50a~65a | Mounting Unit 55mm for MMS-63 + Metasol MC-50a~65a | Mounting Unit 55mm for MMS-63 + Metasol MC-50a~65a | Mounting Unit 55mm for MMS-63 + Metasol MC-50a~65a | Mounting Unit 55mm for MMS-63 + Metasol MC-50a~65a | Mounting Unit 55mm for MMS-63 + Metasol MC-50a~65a | Mounting Unit 55mm for MMS-63 + Metasol MC-50a~65a | Mounting Unit 55mm for MMS-63 + Metasol MC-50a~65a | Mounting Unit 55mm for MMS-63 + Metasol MC-50a~65a | Mounting Unit 55mm for MMS-63 + Metasol MC-50a~65a | Mounting Unit 55mm for MMS-63 + Metasol MC-50a~65a | Mounting Unit 55mm for MMS-63 + Metasol MC-50a~65a | Mounting Unit 55mm for MMS-63 + Metasol MC-50a~65a | Mounting Unit 55mm for MMS-63 + Metasol MC-50a~65a | 29.54 | 7.9758 | 7.9758
MMS-MU-70 | MMS-MU-70 | MMS-MU-70 | MMS-MU-70 | Mounting Unit (70mm) for MMS-100 + MC-65a~100a | Mounting Unit 70mm for MMS-100 + Metasol MC-65a~100a | Mounting Unit 70mm for MMS-100 + Metasol MC-65a~100a | Mounting Unit 70mm for MMS-100 + Metasol MC-65a~100a | Mounting Unit 70mm for MMS-100 + Metasol MC-65a~100a | Mounting Unit 70mm for MMS-100 + Metasol MC-65a~100a | Mounting Unit 70mm for MMS-100 + Metasol MC-65a~100a | Mounting Unit 70mm for MMS-100 + Metasol MC-65a~100a | Mounting Unit 70mm for MMS-100 + Metasol MC-65a~100a | Mounting Unit 70mm for MMS-100 + Metasol MC-65a~100a | Mounting Unit 70mm for MMS-100 + Metasol MC-65a~100a | Mounting Unit 70mm for MMS-100 + Metasol MC-65a~100a | Mounting Unit 70mm for MMS-100 + Metasol MC-65a~100a | Mounting Unit 70mm for MMS-100 + Metasol MC-65a~100a | 32.99 | 8.9073 | 8.9073
OTHERS
Part# | Part# | Part# | Part# | Description | [13 empty] | List Price
MMS-DIAL COVER | MMS-DIAL COVER | MMS-DIAL COVER | MMS-DIAL COVER | Dial Cover. To protect the set value from the operation that is not intended. For all MMS | MMS Dial Cover to protect the set value from the operation that is not intended (for all types) | MMS Dial Cover to protect the set value from the operation that is not intended (for all types) | MMS Dial Cover to protect the set value from the operation that is not intended (for all types) | MMS Dial Cover to protect the set value from the operation that is not intended (for all types) | MMS Dial Cover to protect the set value from the operation that is not intended (for all types) | MMS Dial Cover to protect the set value from the operation that is not intended (for all types) | MMS Dial Cover to protect the set value from the operation that is not intended (for all types) | MMS Dial Cover to protect the set value from the operation that is not intended (for all types) | MMS Dial Cover to protect the set value from the operation that is not intended (for all types) | MMS Dial Cover to protect the set value from the operation that is not intended (for all types) | MMS Dial Cover to protect the set value from the operation that is not intended (for all types) | MMS Dial Cover to protect the set value from the operation that is not intended (for all types) | MMS Dial Cover to protect the set value from the operation that is not intended (for all types) | 1.05 | 0.2835 | 0.2835
MMS-IB100 | MMS-IB100 | MMS-IB100 | MMS-IB100 | Insulation barrier for MMS-100AF only | Insulation barrier (for MMS-100 only) | Insulation barrier (for MMS-100 only) | Insulation barrier (for MMS-100 only) | Insulation barrier (for MMS-100 only) | Insulation barrier (for MMS-100 only) | Insulation barrier (for MMS-100 only) | Insulation barrier (for MMS-100 only) | Insulation barrier (for MMS-100 only) | Insulation barrier (for MMS-100 only) | Insulation barrier (for MMS-100 only) | Insulation barrier (for MMS-100 only) | Insulation barrier (for MMS-100 only) | Insulation barrier (for MMS-100 only) | 7.35 | 1.9845 | 1.9845
MMS-MP-32 | MMS-MP-32 | MMS-MP-32 | MMS-MP-32 | Screw mounting holder, To mount MMS-32AF on a panel by scrws | Screw mounting holder to mount MMS-32S, 32H, and 32HI on a panel | Screw mounting holder to mount MMS-32S, 32H, and 32HI on a panel | Screw mounting holder to mount MMS-32S, 32H, and 32HI on a panel | Screw mounting holder to mount MMS-32S, 32H, and 32HI on a panel | Screw mounting holder to mount MMS-32S, 32H, and 32HI on a panel | Screw mounting holder to mount MMS-32S, 32H, and 32HI on a panel | Screw mounting holder to mount MMS-32S, 32H, and 32HI on a panel | Screw mounting holder to mount MMS-32S, 32H, and 32HI on a panel | Screw mounting holder to mount MMS-32S, 32H, and 32HI on a panel | Screw mounting holder to mount MMS-32S, 32H, and 32HI on a panel | Screw mounting holder to mount MMS-32S, 32H, and 32HI on a panel | Screw mounting holder to mount MMS-32S, 32H, and 32HI on a panel | Screw mounting holder to mount MMS-32S, 32H, and 32HI on a panel | 1.89 | 0.5103 | 0.5103
MMS-LTB-32 |  |  |  | Line side terminal block | [13 empty] | 35 | 9.45 | 9.45